{"text_format":"3","workbook":"xls","n_sheets":36,"sheets":["3.1 E.1 分部分项工程量清单计价表","3.2 附录F 措施项目清单计价表","3.3 附录G 不可竞争项目清单与计价表","3.4 H.1 其他项目清单与计价汇总表","3.5 H.3 专业工程暂估价计价表","3.6 附录I 税金计价表","4.1 E.1 分部分项工程量清单计价表","4.2 附录F 措施项目清单计价表","4.3 附录G 不可竞争项目清单与计价表","4.4 H.1 其他项目清单与计价汇总表","4.5 H.3 专业工程暂估价计价表","4.6 附录I 税金计价表","5.1 E.1 分部分项工程量清单计价表","5.2 附录F 措施项目清单计价表","5.3 附录G 不可竞争项目清单与计价表","5.4 H.1 其他项目清单与计价汇总表","5.5 H.3 专业工程暂估价计价表","5.6 附录I 税金计价表","6.1 E.1 分部分项工程量清单计价表","6.2 附录F 措施项目清单计价表","6.3 附录G 不可竞争项目清单与计价表","6.4 H.1 其他项目清单与计价汇总表","6.5 H.3 专业工程暂估价计价表","6.6 附录I 税金计价表","7.1 E.1 分部分项工程量清单计价表","7.2 附录F 措施项目清单计价表","7.3 附录G 不可竞争项目清单与计价表","7.4 H.1 其他项目清单与计价汇总表","7.5 H.3 专业工程暂估价计价表","7.6 附录I 税金计价表","8.1 E.1 分部分项工程量清单计价表","8.2 附录F 措施项目清单计价表","8.3 附录G 不可竞争项目清单与计价表","8.4 H.1 其他项目清单与计价汇总表","8.5 H.3 专业工程暂估价计价表","8.6 附录I 税金计价表"],"not_rendered":{"external_links":1,"defined_names":36},"read":"whole","date_system":"1900","formulas":"cached_only"}

{"sheet":"3.1 E.1 分部分项工程量清单计价表","index":0,"n_rows":881,"n_cols":14,"rows_kept":881,"merged":[[0,0,0,13],[1,0,1,5],[1,6,1,10],[1,11,1,13],[2,0,4,0],[2,1,4,1],[2,2,4,3],[2,4,4,4],[2,5,4,6],[2,7,4,7],[2,8,2,13],[3,8,4,8],[3,9,4,9],[3,10,3,13],[4,10,4,11],[5,2,5,4],[5,5,5,6],[5,10,5,11],[6,0,8,0],[6,1,8,1],[6,2,8,3],[6,4,8,4],[6,5,8,6],[6,7,8,7],[6,8,8,8],[6,9,8,9],[6,10,8,11],[6,12,8,12],[6,13,8,13],[9,0,11,0],[9,1,11,1],[9,2,11,3],[9,4,11,4],[9,5,11,6],[9,7,11,7],[9,8,11,8],[9,9,11,9],[9,10,11,11],[9,12,11,12],[9,13,11,13],[12,0,14,0],[12,1,14,1],[12,2,14,3],[12,4,14,4],[12,5,14,6],[12,7,14,7],[12,8,14,8],[12,9,14,9],[12,10,14,11],[12,12,14,12],[12,13,14,13],[15,2,15,3],[15,5,15,6],[15,10,15,11],[16,2,16,3],[16,5,16,6],[16,10,16,11],[17,2,17,3],[17,5,17,6],[17,10,17,11],[18,2,18,3],[18,5,18,6],[18,10,18,11],[19,2,19,3],[19,5,19,6],[19,10,19,11],[20,2,20,3],[20,5,20,6],[20,10,20,11],[21,2,21,3],[21,5,21,6],[21,10,21,11],[22,2,22,3],[22,5,22,6],[22,10,22,11],[23,0,23,13],[25,3,25,13],[26,0,26,13],[27,0,27,5],[27,6,27,10],[27,11,27,13],[28,0,30,0],[28,1,30,1],[28,2,30,3],[28,4,30,4],[28,5,30,6],[28,7,30,7],[28,8,28,13],[29,8,30,8],[29,9,30,9],[29,10,29,13],[30,10,30,11],[31,0,33,0],[31,1,33,1],[31,2,33,3],[31,4,33,4],[31,5,33,6],[31,7,33,7],[31,8,33,8],[31,9,33,9],[31,10,33,11],[31,12,33,12],[31,13,33,13],[34,0,36,0],[34,1,36,1],[34,2,36,3],[34,4,36,4],[34,5,36,6],[34,7,36,7],[34,8,36,8],[34,9,36,9],[34,10,36,11],[34,12,36,12],[34,13,36,13],[37,0,39,0],[37,1,39,1],[37,2,39,3],[37,4,39,4],[37,5,39,6],[37,7,39,7],[37,8,39,8],[37,9,39,9],[37,10,39,11],[37,12,39,12],[37,13,39,13],[40,2,40,4],[40,5,40,6],[40,10,40,11],[41,2,41,4],[41,5,41,6],[41,10,41,11],[42,2,42,3],[42,5,42,6],[42,10,42,11],[43,2,43,3],[43,5,43,6],[43,10,43,11],[44,2,44,3],[44,5,44,6],[44,10,44,11],[45,2,45,3],[45,5,45,6],[45,10,45,11],[46,2,46,3],[46,5,46,6],[46,10,46,11],[47,2,47,3],[47,5,47,6],[47,10,47,11],[48,2,48,3],[48,5,48,6],[48,10,48,11],[49,0,49,13],[51,3,51,13],[52,0,52,13],[53,0,53,5],[53,6,53,10],[53,11,53,13],[54,0,56,0],[54,1,56,1],[54,2,56,3],[54,4,56,4],[54,5,56,6],[54,7,56,7],[54,8,54,13],[55,8,56,8],[55,9,56,9],[55,10,55,13],[56,10,56,11],[57,0,59,0],[57,1,59,1],[57,2,59,3],[57,4,59,4],[57,5,59,6],[57,7,59,7],[57,8,59,8],[57,9,59,9],[57,10,59,11],[57,12,59,12],[57,13,59,13],[60,0,61,0],[60,1,61,1],[60,2,61,3],[60,4,61,4],[60,5,61,6],[60,7,61,7],[60,8,61,8],[60,9,61,9],[60,10,61,11],[60,12,61,12],[60,13,61,13],[62,0,64,0],[62,1,64,1],[62,2,64,3],[62,4,64,4],[62,5,64,6],[62,7,64,7],[62,8,64,8],[62,9,64,9],[62,10,64,11],[62,12,64,12],[62,13,64,13],[65,0,66,0],[65,1,66,1],[65,2,66,3],[65,4,66,4],[65,5,66,6],[65,7,66,7],[65,8,66,8],[65,9,66,9],[65,10,66,11],[65,12,66,12],[65,13,66,13],[67,2,67,3],[67,5,67,6],[67,10,67,11],[68,2,68,3],[68,5,68,6],[68,10,68,11],[69,0,69,13],[71,3,71,13],[72,0,72,13],[73,0,73,5],[73,6,73,10],[73,11,73,13],[74,0,76,0],[74,1,76,1],[74,2,76,3],[74,4,76,4],[74,5,76,6],[74,7,76,7],[74,8,74,13],[75,8,76,8],[75,9,76,9],[75,10,75,13],[76,10,76,11],[77,0,78,0],[77,1,78,1],[77,2,78,3],[77,4,78,4],[77,5,78,6],[77,7,78,7],[77,8,78,8],[77,9,78,9],[77,10,78,11],[77,12,78,12],[77,13,78,13],[79,0,80,0],[79,1,80,1],[79,2,80,3],[79,4,80,4],[79,5,80,6],[79,7,80,7],[79,8,80,8],[79,9,80,9],[79,10,80,11],[79,12,80,12],[79,13,80,13],[81,0,82,0],[81,1,82,1],[81,2,82,3],[81,4,82,4],[81,5,82,6],[81,7,82,7],[81,8,82,8],[81,9,82,9],[81,10,82,11],[81,12,82,12],[81,13,82,13],[83,0,84,0],[83,1,84,1],[83,2,84,3],[83,4,84,4],[83,5,84,6],[83,7,84,7],[83,8,84,8],[83,9,84,9],[83,10,84,11],[83,12,84,12],[83,13,84,13],[85,0,86,0],[85,1,86,1],[85,2,86,3],[85,4,86,4],[85,5,86,6],[85,7,86,7],[85,8,86,8],[85,9,86,9],[85,10,86,11],[85,12,86,12],[85,13,86,13],[87,2,87,3],[87,5,87,6],[87,10,87,11],[88,2,88,3],[88,5,88,6],[88,10,88,11],[89,2,89,3],[89,5,89,6],[89,10,89,11],[90,2,90,3],[90,5,90,6],[90,10,90,11],[91,0,91,13],[92,3,92,13],[93,0,93,13],[94,0,94,5],[94,6,94,10],[94,11,94,13],[95,0,97,0],[95,1,97,1],[95,2,97,3],[95,4,97,4],[95,5,97,6],[95,7,97,7],[95,8,95,13],[96,8,97,8],[96,9,97,9],[96,10,96,13],[97,10,97,11],[98,0,99,0],[98,1,99,1],[98,2,99,3],[98,4,99,4],[98,5,99,6],[98,7,99,7],[98,8,99,8],[98,9,99,9],[98,10,99,11],[98,12,99,12],[98,13,99,13],[100,0,101,0],[100,1,101,1],[100,2,101,3],[100,4,101,4],[100,5,101,6],[100,7,101,7],[100,8,101,8],[100,9,101,9],[100,10,101,11],[100,12,101,12],[100,13,101,13],[102,0,103,0],[102,1,103,1],[102,2,103,3],[102,4,103,4],[102,5,103,6],[102,7,103,7],[102,8,103,8],[102,9,103,9],[102,10,103,11],[102,12,103,12],[102,13,103,13],[104,0,105,0],[104,1,105,1],[104,2,105,3],[104,4,105,4],[104,5,105,6],[104,7,105,7],[104,8,105,8],[104,9,105,9],[104,10,105,11],[104,12,105,12],[104,13,105,13],[106,0,107,0],[106,1,107,1],[106,2,107,3],[106,4,107,4],[106,5,107,6],[106,7,107,7],[106,8,107,8],[106,9,107,9],[106,10,107,11],[106,12,107,12],[106,13,107,13],[108,0,109,0],[108,1,109,1],[108,2,109,3],[108,4,109,4],[108,5,109,6],[108,7,109,7],[108,8,109,8],[108,9,109,9],[108,10,109,11],[108,12,109,12],[108,13,109,13],[110,2,110,3],[110,5,110,6],[110,10,110,11],[111,0,111,13],[112,3,112,13],[113,0,113,13],[114,0,114,5],[114,6,114,10],[114,11,114,13],[115,0,117,0],[115,1,117,1],[115,2,117,3],[115,4,117,4],[115,5,117,6],[115,7,117,7],[115,8,115,13],[116,8,117,8],[116,9,117,9],[116,10,116,13],[117,10,117,11],[118,0,119,0],[118,1,119,1],[118,2,119,3],[118,4,119,4],[118,5,119,6],[118,7,119,7],[118,8,119,8],[118,9,119,9],[118,10,119,11],[118,12,119,12],[118,13,119,13],[120,0,121,0],[120,1,121,1],[120,2,121,3],[120,4,121,4],[120,5,121,6],[120,7,121,7],[120,8,121,8],[120,9,121,9],[120,10,121,11],[120,12,121,12],[120,13,121,13],[122,0,123,0],[122,1,123,1],[122,2,123,3],[122,4,123,4],[122,5,123,6],[122,7,123,7],[122,8,123,8],[122,9,123,9],[122,10,123,11],[122,12,123,12],[122,13,123,13],[124,0,125,0],[124,1,125,1],[124,2,125,3],[124,4,125,4],[124,5,125,6],[124,7,125,7],[124,8,125,8],[124,9,125,9],[124,10,125,11],[124,12,125,12],[124,13,125,13],[126,0,127,0],[126,1,127,1],[126,2,127,3],[126,4,127,4],[126,5,127,6],[126,7,127,7],[126,8,127,8],[126,9,127,9],[126,10,127,11],[126,12,127,12],[126,13,127,13],[128,2,128,3],[128,5,128,6],[128,10,128,11],[129,2,129,3],[129,5,129,6],[129,10,129,11],[130,2,130,3],[130,5,130,6],[130,10,130,11],[131,2,131,3],[131,5,131,6],[131,10,131,11],[132,2,132,3],[132,5,132,6],[132,10,132,11],[133,0,133,13],[134,3,134,13],[135,0,135,13],[136,0,136,5],[136,6,136,10],[136,11,136,13],[137,0,139,0],[137,1,139,1],[137,2,139,3],[137,4,139,4],[137,5,139,6],[137,7,139,7],[137,8,137,13],[138,8,139,8],[138,9,139,9],[138,10,138,13],[139,10,139,11],[140,0,141,0],[140,1,141,1],[140,2,141,3],[140,4,141,4],[140,5,141,6],[140,7,141,7],[140,8,141,8],[140,9,141,9],[140,10,141,11],[140,12,141,12],[140,13,141,13],[142,0,143,0],[142,1,143,1],[142,2,143,3],[142,4,143,4],[142,5,143,6],[142,7,143,7],[142,8,143,8],[142,9,143,9],[142,10,143,11],[142,12,143,12],[142,13,143,13],[144,0,145,0],[144,1,145,1],[144,2,145,3],[144,4,145,4],[144,5,145,6],[144,7,145,7],[144,8,145,8],[144,9,145,9],[144,10,145,11],[144,12,145,12],[144,13,145,13],[146,0,147,0],[146,1,147,1],[146,2,147,3],[146,4,147,4],[146,5,147,6],[146,7,147,7],[146,8,147,8],[146,9,147,9],[146,10,147,11],[146,12,147,12],[146,13,147,13],[148,0,149,0],[148,1,149,1],[148,2,149,3],[148,4,149,4],[148,5,149,6],[148,7,149,7],[148,8,149,8],[148,9,149,9],[148,10,149,11],[148,12,149,12],[148,13,149,13],[150,0,150,13],[151,0,151,13],[152,0,152,5],[152,6,152,10],[152,11,152,13],[153,0,155,0],[153,1,155,1],[153,2,155,3],[153,4,155,4],[153,5,155,6],[153,7,155,7],[153,8,153,13],[154,8,155,8],[154,9,155,9],[154,10,154,13],[155,10,155,11],[156,0,157,0],[156,1,157,1],[156,2,157,3],[156,4,157,4],[156,5,157,6],[156,7,157,7],[156,8,157,8],[156,9,157,9],[156,10,157,11],[156,12,157,12],[156,13,157,13],[158,0,160,0],[158,1,160,1],[158,2,160,3],[158,4,160,4],[158,5,160,6],[158,7,160,7],[158,8,160,8],[158,9,160,9],[158,10,160,11],[158,12,160,12],[158,13,160,13],[161,0,163,0],[161,1,163,1],[161,2,163,3],[161,4,163,4],[161,5,163,6],[161,7,163,7],[161,8,163,8],[161,9,163,9],[161,10,163,11],[161,12,163,12],[161,13,163,13],[164,2,164,3],[164,5,164,6],[164,10,164,11],[165,2,165,3],[165,5,165,6],[165,10,165,11],[166,2,166,3],[166,5,166,6],[166,10,166,11],[167,2,167,3],[167,5,167,6],[167,10,167,11],[168,2,168,3],[168,5,168,6],[168,10,168,11],[169,2,169,3],[169,5,169,6],[169,10,169,11],[170,2,170,3],[170,5,170,6],[170,10,170,11],[171,2,171,3],[171,5,171,6],[171,10,171,11],[172,2,172,3],[172,5,172,6],[172,10,172,11],[173,0,173,13],[174,3,174,13],[175,0,175,13],[176,0,176,5],[176,6,176,10],[176,11,176,13],[177,0,179,0],[177,1,179,1],[177,2,179,3],[177,4,179,4],[177,5,179,6],[177,7,179,7],[177,8,177,13],[178,8,179,8],[178,9,179,9],[178,10,178,13],[179,10,179,11],[180,0,182,0],[180,1,182,1],[180,2,182,3],[180,4,182,4],[180,5,182,6],[180,7,182,7],[180,8,182,8],[180,9,182,9],[180,10,182,11],[180,12,182,12],[180,13,182,13],[183,0,184,0],[183,1,184,1],[183,2,184,3],[183,4,184,4],[183,5,184,6],[183,7,184,7],[183,8,184,8],[183,9,184,9],[183,10,184,11],[183,12,184,12],[183,13,184,13],[185,0,186,0],[185,1,186,1],[185,2,186,3],[185,4,186,4],[185,5,186,6],[185,7,186,7],[185,8,186,8],[185,9,186,9],[185,10,186,11],[185,12,186,12],[185,13,186,13],[187,0,188,0],[187,1,188,1],[187,2,188,3],[187,4,188,4],[187,5,188,6],[187,7,188,7],[187,8,188,8],[187,9,188,9],[187,10,188,11],[187,12,188,12],[187,13,188,13],[189,2,189,4],[189,5,189,6],[189,10,189,11],[190,2,190,4],[190,5,190,6],[190,10,190,11],[191,2,191,3],[191,5,191,6],[191,10,191,11],[192,2,192,3],[192,5,192,6],[192,10,192,11],[193,2,193,3],[193,5,193,6],[193,10,193,11],[194,0,194,13],[195,3,195,13],[196,0,196,13],[197,0,197,5],[197,6,197,10],[197,11,197,13],[198,0,200,0],[198,1,200,1],[198,2,200,3],[198,4,200,4],[198,5,200,6],[198,7,200,7],[198,8,198,13],[199,8,200,8],[199,9,200,9],[199,10,199,13],[200,10,200,11],[201,0,203,0],[201,1,203,1],[201,2,203,3],[201,4,203,4],[201,5,203,6],[201,7,203,7],[201,8,203,8],[201,9,203,9],[201,10,203,11],[201,12,203,12],[201,13,203,13],[204,2,204,4],[204,5,204,6],[204,10,204,11],[205,2,205,4],[205,5,205,6],[205,10,205,11],[206,0,207,0],[206,1,207,1],[206,2,207,3],[206,4,207,4],[206,5,207,6],[206,7,207,7],[206,8,207,8],[206,9,207,9],[206,10,207,11],[206,12,207,12],[206,13,207,13],[208,0,209,0],[208,1,209,1],[208,2,209,3],[208,4,209,4],[208,5,209,6],[208,7,209,7],[208,8,209,8],[208,9,209,9],[208,10,209,11],[208,12,209,12],[208,13,209,13],[210,0,211,0],[210,1,211,1],[210,2,211,3],[210,4,211,4],[210,5,211,6],[210,7,211,7],[210,8,211,8],[210,9,211,9],[210,10,211,11],[210,12,211,12],[210,13,211,13],[212,0,213,0],[212,1,213,1],[212,2,213,3],[212,4,213,4],[212,5,213,6],[212,7,213,7],[212,8,213,8],[212,9,213,9],[212,10,213,11],[212,12,213,12],[212,13,213,13],[214,2,214,3],[214,5,214,6],[214,10,214,11],[215,2,215,3],[215,5,215,6],[215,10,215,11],[216,0,216,13],[218,3,218,13],[219,0,219,13],[220,0,220,5],[220,6,220,10],[220,11,220,13],[221,0,223,0],[221,1,223,1],[221,2,223,3],[221,4,223,4],[221,5,223,6],[221,7,223,7],[221,8,221,13],[222,8,223,8],[222,9,223,9],[222,10,222,13],[223,10,223,11],[224,0,225,0],[224,1,225,1],[224,2,225,3],[224,4,225,4],[224,5,225,6],[224,7,225,7],[224,8,225,8],[224,9,225,9],[224,10,225,11],[224,12,225,12],[224,13,225,13],[226,0,227,0],[226,1,227,1],[226,2,227,3],[226,4,227,4],[226,5,227,6],[226,7,227,7],[226,8,227,8],[226,9,227,9],[226,10,227,11],[226,12,227,12],[226,13,227,13],[228,0,229,0],[228,1,229,1],[228,2,229,3],[228,4,229,4],[228,5,229,6],[228,7,229,7],[228,8,229,8],[228,9,229,9],[228,10,229,11],[228,12,229,12],[228,13,229,13],[230,0,231,0],[230,1,231,1],[230,2,231,3],[230,4,231,4],[230,5,231,6],[230,7,231,7],[230,8,231,8],[230,9,231,9],[230,10,231,11],[230,12,231,12],[230,13,231,13],[232,2,232,3],[232,5,232,6],[232,10,232,11],[233,0,234,0],[233,1,234,1],[233,2,234,3],[233,4,234,4],[233,5,234,6],[233,7,234,7],[233,8,234,8],[233,9,234,9],[233,10,234,11],[233,12,234,12],[233,13,234,13],[235,0,236,0],[235,1,236,1],[235,2,236,3],[235,4,236,4],[235,5,236,6],[235,7,236,7],[235,8,236,8],[235,9,236,9],[235,10,236,11],[235,12,236,12],[235,13,236,13],[237,2,237,3],[237,5,237,6],[237,10,237,11],[238,0,238,13],[240,3,240,13],[241,0,241,13],[242,0,242,5],[242,6,242,10],[242,11,242,13],[243,0,245,0],[243,1,245,1],[243,2,245,3],[243,4,245,4],[243,5,245,6],[243,7,245,7],[243,8,243,13],[244,8,245,8],[244,9,245,9],[244,10,244,13],[245,10,245,11],[246,0,247,0],[246,1,247,1],[246,2,247,3],[246,4,247,4],[246,5,247,6],[246,7,247,7],[246,8,247,8],[246,9,247,9],[246,10,247,11],[246,12,247,12],[246,13,247,13],[248,0,249,0],[248,1,249,1],[248,2,249,3],[248,4,249,4],[248,5,249,6],[248,7,249,7],[248,8,249,8],[248,9,249,9],[248,10,249,11],[248,12,249,12],[248,13,249,13],[250,0,251,0],[250,1,251,1],[250,2,251,3],[250,4,251,4],[250,5,251,6],[250,7,251,7],[250,8,251,8],[250,9,251,9],[250,10,251,11],[250,12,251,12],[250,13,251,13],[252,0,253,0],[252,1,253,1],[252,2,253,3],[252,4,253,4],[252,5,253,6],[252,7,253,7],[252,8,253,8],[252,9,253,9],[252,10,253,11],[252,12,253,12],[252,13,253,13],[254,0,255,0],[254,1,255,1],[254,2,255,3],[254,4,255,4],[254,5,255,6],[254,7,255,7],[254,8,255,8],[254,9,255,9],[254,10,255,11],[254,12,255,12],[254,13,255,13],[256,0,257,0],[256,1,257,1],[256,2,257,3],[256,4,257,4],[256,5,257,6],[256,7,257,7],[256,8,257,8],[256,9,257,9],[256,10,257,11],[256,12,257,12],[256,13,257,13],[258,0,259,0],[258,1,259,1],[258,2,259,3],[258,4,259,4],[258,5,259,6],[258,7,259,7],[258,8,259,8],[258,9,259,9],[258,10,259,11],[258,12,259,12],[258,13,259,13],[260,2,260,3],[260,5,260,6],[260,10,260,11],[261,2,261,3],[261,5,261,6],[261,10,261,11],[262,2,262,3],[262,5,262,6],[262,10,262,11],[263,2,263,3],[263,5,263,6],[263,10,263,11],[264,0,264,13],[265,3,265,13],[266,0,266,13],[267,0,267,5],[267,6,267,10],[267,11,267,13],[268,0,270,0],[268,1,270,1],[268,2,270,3],[268,4,270,4],[268,5,270,6],[268,7,270,7],[268,8,268,13],[269,8,270,8],[269,9,270,9],[269,10,269,13],[270,10,270,11],[271,0,272,0],[271,1,272,1],[271,2,272,3],[271,4,272,4]],"merged_total":3268,"flags":["formulas_cached_only","merged_cut"]}
["E.1 分部分项工程量清单计价表"]
["工程名称：01生产车间",{"$nulls":5},"标段：",{"$nulls":4},"第1页 共38页"]
["序号","项目编码","项目名称",null,"项目特征描述","计量\n单位",null,"工程量","金额（元）"]
[{"$nulls":8},"综合单价","合价","其中"]
[{"$nulls":10},"定额\n人工费",null,"定额\n机械费","暂估价"]
[null,"001","空气处理机组设备",{"$nulls":4},""]
["1","030701003001","空气处理机组AHU-1-01~02",null,"1、名称：空气处理机组AHU-1-01~02\n2、全热功率：339.9kw、供热能力：149.7kw、送风量：40000m3/h、新风量：6000m3/h\n3、控制形式：变频 VFD\n4、其他未尽事宜详见施工图纸及说明","台",null,"2.000"]
[]
[]
["2","030701003002","空气处理机组AHU-1-03~10",null,"1、名称：空气处理机组AHU-1-03~10\n2、全热功率：467.4kw、供热能力：201.7kw、送风量：55000m3/h、新风量：8250m3/h\n3、控制形式：变频 VFD\n4、其他未尽事宜详见施工图纸及说明","台",null,"8.000"]
[]
[]
["3","030701003003","空气处理机组AHU-1-11~12",null,"1、名称：空气处理机组AHU-1-11~12\n2、全热功率：339.9kw、供热能力：149.7kw、送风量：40000m3/h、新风量：6000m3/h\n3、控制形式：变频 VFD\n4、其他未尽事宜详见施工图纸及说明","台",null,"2.000"]
{"$rows_empty":12}
[{"$nulls":3},"测评合格编号:2021JS-02【新点造价软件V10.0安徽版】"]
["E.1 分部分项工程量清单计价表"]
["工程名称：01生产车间",{"$nulls":5},"标段：",{"$nulls":4},"第2页 共38页"]
["序号","项目编码","项目名称",null,"项目特征描述","计量\n单位",null,"工程量","金额（元）"]
[{"$nulls":8},"综合单价","合价","其中"]
[{"$nulls":10},"定额\n人工费",null,"定额\n机械费","暂估价"]
["4","030701003004","空气处理机组AHU-1-13",null,"1、名称：空气处理机组AHU-1-13\n2、全热功率：127.5kw、供热能力：55kw、送风量：15000m3/h、新风量：2250m3/h\n3、控制形式：变频 VFD\n4、其他未尽事宜详见施工图纸及说明","台",null,"1.000"]
[]
[]
["5","030701003005","空气处理机组AHU-1-14",null,"1、名称：空气处理机组AHU-1-14\n2、全热功率：467.4kw、供热能力：201.7kw、送风量：55000m3/h、新风量：8250m3/h\n3、控制形式：变频 VFD\n4、其他未尽事宜详见施工图纸及说明","台",null,"1.000"]
[]
[]
["6","030701003006","空气处理机组MAU-1-01",null,"1、名称：空气处理机组MAU-1-01\n2、全热功率：190.8kw、供热能力：100.4kw、送风量：12000m3/h、新风量：12000m3/h\n3、控制形式：变频 VFD\n4、其他未尽事宜详见施工图纸及说明","台",null,"1.000"]
[]
[]
[null,null,"分部小计",{"$nulls":4},""]
[null,"002","多联机系统设备",{"$nulls":4},""]
{"$rows_empty":9}
[{"$nulls":3},"测评合格编号:2021JS-02【新点造价软件V10.0安徽版】"]
["E.1 分部分项工程量清单计价表"]
["工程名称：01生产车间",{"$nulls":5},"标段：",{"$nulls":4},"第3页 共38页"]
["序号","项目编码","项目名称",null,"项目特征描述","计量\n单位",null,"工程量","金额（元）"]
[{"$nulls":8},"综合单价","合价","其中"]
[{"$nulls":10},"定额\n人工费",null,"定额\n机械费","暂估价"]
["7","030701004001","天花板内藏风管式(超薄型)AC-1-01",null,"1、名称：天花板内藏风管式(超薄型)AC-1-01\n2、功率：0.3kw\n3、随机配供线控器,带冷凝水提升泵,带后回风静压箱,配回风过滤网,送风口:旋流风口600×600 回风口:单层百叶风口600×600等\n4、其他未尽事宜详见施工图纸及说明","台",null,"6.000"]
[]
[]
["8","WB030701001001","多联体空调器室外机R-1-01",null,"1、名称：多联体空调器室外机R-1-01\n2、功率：14kw\n3、变频控制VFD,室外温度-10~45%%dC均可制冷\n4、其他未尽事宜详见施工图纸及说明","台",null,"1.000"]
[]
["9","030701003007","风冷直膨式恒温恒湿机组RH-1-01/02",null,"1、名称：风冷直膨式恒温恒湿机组RH-1-01/02\n2、温度22℃±1℃; 湿度40%~60%，变频控制,预留BA接口,可实现远程控制,状态监控,安全报警等\n3、其他未尽事宜详见施工图纸及说明","台",null,"2.000"]
[]
[]
["10","030701004002","风机盘管FCU-1-04",null,"1、名称：风机盘管FCU-1-04\n2、功率：28w\n3、配温控开关,配回风静压箱，含连接处软接及回风过滤网等\n4、其他未尽事宜详见施工图纸及说明","台",null,"2.000"]
[]
[]
[]
[]
[]
[{"$nulls":3},"测评合格编号:2021JS-02【新点造价软件V10.0安徽版】"]
["E.1 分部分项工程量清单计价表"]
["工程名称：01生产车间",{"$nulls":5},"标段：",{"$nulls":4},"第4页 共38页"]
["序号","项目编码","项目名称",null,"项目特征描述","计量\n单位",null,"工程量","金额（元）"]
[{"$nulls":8},"综合单价","合价","其中"]
[{"$nulls":10},"定额\n人工费",null,"定额\n机械费","暂估价"]
["11","030701004003","风机盘管FCU-1-05",null,"1、名称：风机盘管FCU-1-05\n2、功率：36w\n3、配温控开关,配回风静压箱，含连接处软接及回风过滤网等\n4、其他未尽事宜详见施工图纸及说明","台",null,"2.000"]
[]
["12","030701004004","风机盘管FCU-1-06",null,"1、名称：风机盘管FCU-1-06\n2、功率：45w\n3、配温控开关,配回风静压箱，含连接处软接及回风过滤网等\n4、其他未尽事宜详见施工图纸及说明","台",null,"5.000"]
[]
["13","030701004005","风机盘管FCU-1-07",null,"1、名称：风机盘管FCU-1-07\n2、功率：56w\n3、配温控开关,配回风静压箱，含连接处软接及回风过滤网等\n4、其他未尽事宜详见施工图纸及说明","台",null,"49.000"]
[]
["14","030701004006","风机盘管FCU-1-08",null,"1、名称：风机盘管FCU-1-08\n2、功率：64w\n3、配温控开关,配回风静压箱，含连接处软接及回风过滤网等\n4、其他未尽事宜详见施工图纸及说明","台",null,"60.000"]
[]
["15","030701004007","多联机系统室内机AC-1",null,"1、名称：多联机系统室内机AC-1\n2、制冷量：2.2kw 制热量：2.6kw\n3、其他未尽事宜详见施工图纸及说明","台",null,"4.000"]
[]
[]
[]
[]
[]
[]
[{"$nulls":3},"测评合格编号:2021JS-02【新点造价软件V10.0安徽版】"]
["E.1 分部分项工程量清单计价表"]
["工程名称：01生产车间",{"$nulls":5},"标段：",{"$nulls":4},"第5页 共38页"]
["序号","项目编码","项目名称",null,"项目特征描述","计量\n单位",null,"工程量","金额（元）"]
[{"$nulls":8},"综合单价","合价","其中"]
[{"$nulls":10},"定额\n人工费",null,"定额\n机械费","暂估价"]
["16","030701004008","多联机系统室内机AC-2",null,"1、名称：多联机系统室内机AC-2\n2、制冷量：2.8kw 制热量：3.2kw\n3、其他未尽事宜详见施工图纸及说明","台",null,"15.000"]
[]
["17","030701004009","多联机系统室内机AC-3",null,"1、名称：多联机系统室内机AC-3\n2、制冷量：3.6kw 制热量：4.0kw\n3、其他未尽事宜详见施工图纸及说明","台",null,"13.000"]
[]
["18","030701004010","多联机系统室内机AC-4",null,"1、名称：多联机系统室内机AC-4\n2、制冷量：4.5kw 制热量：5.0kw\n3、其他未尽事宜详见施工图纸及说明","台",null,"13.000"]
[]
["19","030701004011","多联机系统室内机AC-5",null,"1、名称：多联机系统室内机AC-5\n2、制冷量：5.6kw 制热量：6.3kw\n3、其他未尽事宜详见施工图纸及说明","台",null,"8.000"]
[]
["20","030701004012","多联机系统室内机AC-6",null,"1、名称：多联机系统室内机AC-6\n2、制冷量：7.1kw 制热量：8.0kw\n3、其他未尽事宜详见施工图纸及说明","台",null,"60.000"]
[]
["21","030701004013","多联机系统室内机AC-7",null,"1、名称：多联机系统室内机AC-7\n2、制冷量：8.0kw 制热量：9.0kw\n3、其他未尽事宜详见施工图纸及说明","台",null,"11.000"]
[]
[]
[]
[{"$nulls":3},"测评合格编号:2021JS-02【新点造价软件V10.0安徽版】"]
["E.1 分部分项工程量清单计价表"]
["工程名称：01生产车间",{"$nulls":5},"标段：",{"$nulls":4},"第6页 共38页"]
["序号","项目编码","项目名称",null,"项目特征描述","计量\n单位",null,"工程量","金额（元）"]
[{"$nulls":8},"综合单价","合价","其中"]
[{"$nulls":10},"定额\n人工费",null,"定额\n机械费","暂估价"]
["22","030701004014","多联机系统室内机AC-8",null,"1、名称：多联机系统室内机AC-8\n2、制冷量：9.0kw 制热量：10.0kw\n3、其他未尽事宜详见施工图纸及说明","台",null,"7.000"]
[]
["23","030701004015","多联机系统室内机AC-10",null,"1、名称：多联机系统室内机AC-10\n2、制冷量：11.2kw 制热量：12.5kw\n3、其他未尽事宜详见施工图纸及说明","台",null,"21.000"]
[]
["24","030701004016","多联机系统室内机AC-10A",null,"1、名称：多联机系统室内机AC-10A\n2、制冷量：11.2kw 制热量：12.5kw\n3、其他未尽事宜详见施工图纸及说明","台",null,"12.000"]
[]
["25","030701004017","多联机系统室内机AC-11",null,"1、名称：多联机系统室内机AC-11\n2、制冷量：2.2kw 制热量：2.6kw\n3、其他未尽事宜详见施工图纸及说明","台",null,"5.000"]
[]
["26","WB030701001002","风冷热泵式多联机系统室外机组R-A-RF-01/02/04/05/09",null,"1、名称：风冷热泵式多联机系统室外机组R-A-RF-01/02/04/05/09\n2、功率：27.8kw、制冷量：101kw、制热量：112kw\n3、其他未尽事宜详见施工图纸及说明","台",null,"5.000"]
{"$rows_empty":7}
[{"$nulls":3},"测评合格编号:2021JS-02【新点造价软件V10.0安徽版】"]
["E.1 分部分项工程量清单计价表"]
["工程名称：01生产车间",{"$nulls":5},"标段：",{"$nulls":4},"第7页 共38页"]
["序号","项目编码","项目名称",null,"项目特征描述","计量\n单位",null,"工程量","金额（元）"]
[{"$nulls":8},"综合单价","合价","其中"]
[{"$nulls":10},"定额\n人工费",null,"定额\n机械费","暂估价"]
["27","WB030701001003","风冷热泵式多联机系统室外机组R-A-RF-03/07",null,"1、名称：风冷热泵式多联机系统室外机组R-A-RF-03/07\n2、功率：19.6kw、制冷量：73.5kw、制热量：81.5kw\n3、其他未尽事宜详见施工图纸及说明","台",null,"2.000"]
[]
["28","WB030701001004","风冷热泵式多联机系统室外机组R-A-RF-006/08",null,"1、名称：风冷热泵式多联机系统室外机组R-A-RF-06/08\n2、功率：24.6kw、制冷量：90kw、制热量：100kw\n3、其他未尽事宜详见施工图纸及说明","台",null,"2.000"]
[]
["29","WB030701001005","风冷热泵式多联机系统室外机组R-B-1-1/R-B-2-1~2/R-B-3-1",null,"1、名称：风冷热泵式多联机系统室外机组R-B-1-1/R-B-2-1~2/R-B-3-1\n2、功率：10.2kw、制冷量：40kw、制热量：45kw\n3、其他未尽事宜详见施工图纸及说明","台",null,"4.000"]
[]
["30","WB030701001006","风冷热泵式多联机系统室外机组R-B-1-2",null,"1、名称：风冷热泵式多联机系统室外机组R-B-1-2\n2、功率：22.8kw、制冷量：85kw、制热量：95kw\n3、其他未尽事宜详见施工图纸及说明","台",null,"1.000"]
[]
["31","WB030701001007","风冷热泵式多联机系统室外机组R-B-1-3",null,"1、名称：风冷热泵式多联机系统室外机组R-B-1-3\n2、功率：13.5kw、制冷量：50.4kw、制热量：56.5kw\n3、其他未尽事宜详见施工图纸及说明","台",null,"1.000"]
[]
[]
["E.1 分部分项工程量清单计价表"]
["工程名称：01生产车间",{"$nulls":5},"标段：",{"$nulls":4},"第8页 共38页"]
["序号","项目编码","项目名称",null,"项目特征描述","计量\n单位",null,"工程量","金额（元）"]
[{"$nulls":8},"综合单价","合价","其中"]
[{"$nulls":10},"定额\n人工费",null,"定额\n机械费","暂估价"]
["32","WB030701001008","风冷热泵式多联机系统室外机组R-B-3-2",null,"1、名称：风冷热泵式多联机系统室外机组R-B-3-2\n2、功率：5.4kw、制冷量：25.2kw、制热量：27kw\n3、其他未尽事宜详见施工图纸及说明","台",null,"1.000"]
[]
["33","030701003008","直膨式分体空调机组AHU-A-RF-01",null,"1、名称：直膨式分体空调机组AHU-A-RF-01（自带控制箱）\n2、制冷量：65kw 制热量：64kw、总风量：12960m3/h新风量：3888m3/h\n3、含室内外机、加湿器等\n4、其他未尽事宜详见施工图纸及说明","台",null,"1.000"]
[]
[]
["34","030701003009","直膨式分体空调机组AHU-A-RF-02",null,"1、名称：直膨式分体空调机组AHU-A-RF-02（自带控制箱）\n2、制冷量：115kw 制热量：112kw 总风量：23000m3/h 新风量：6900m3/h\n3、含室内外机、加湿器等\n4、其他未尽事宜详见施工图纸及说明","台",null,"1.000"]
{"$rows_empty":12}
[{"$nulls":3},"测评合格编号:2021JS-02【新点造价软件V10.0安徽版】"]
["E.1 分部分项工程量清单计价表"]
["工程名称：01生产车间",{"$nulls":5},"标段：",{"$nulls":4},"第9页 共38页"]
["序号","项目编码","项目名称",null,"项目特征描述","计量\n单位",null,"工程量","金额（元）"]
[{"$nulls":8},"综合单价","合价","其中"]
[{"$nulls":10},"定额\n人工费",null,"定额\n机械费","暂估价"]
["35","030701003010","直膨式分体空调机组AHU-B-3-1",null,"1、名称：直膨式分体空调机组AHU-B-3-1（自带控制箱）\n2、制冷量：115kw 制热量：112kw 总风量：12960m3/h 新风量：11500m3/h\n3、含室内外机、加湿器等\n4、其他未尽事宜详见施工图纸及说明","台",null,"1.000"]
[]
[]
["36","030701003011","分体式全新风空调机组MAU-A-RF-01",null,"1、名称：分体式全新风空调机组MAU-A-RF-02（自带控制箱）\n2、制冷量：81kw 制热量：52kw\n3、含室内外机、加湿器等\n4、其他未尽事宜详见施工图纸及说明","台",null,"1.000"]
[]
["37","030701003012","分体式全新风空调机组MAU-A-RF-02",null,"1、名称：分体式全新风空调机组MAU-A-RF-02（自带控制箱）\n2、制冷量：105kw 制热量：36.5kw\n3、其他未尽事宜详见施工图纸及说明","台",null,"1.000"]
[]
["38","030701003013","分体式全新风空调机组MAU-B-3-1",null,"1、名称：分体式全新风空调机组MAU-B-3-1（自带控制箱）\n2、制冷量：47.3kw 制热量：30.8kw\n3、含内外机等\n4、其他未尽事宜详见施工图纸及说明","台",null,"1.000"]
[]
[null,null,"分部小计",{"$nulls":4},""]
[null,"003","分体式空调",{"$nulls":4},""]
[]
[]
[]
[]
[{"$nulls":3},"测评合格编号:2021JS-02【新点造价软件V10.0安徽版】"]
["E.1 分部分项工程量清单计价表"]
["工程名称：01生产车间",{"$nulls":5},"标段：",{"$nulls":4},"第10页 共38页"]
["序号","项目编码","项目名称",null,"项目特征描述","计量\n单位",null,"工程量","金额（元）"]
[{"$nulls":8},"综合单价","合价","其中"]
[{"$nulls":10},"定额\n人工费",null,"定额\n机械费","暂估价"]
["39","030701003014","分体式空调SAC-1-01~04",null,"1、名称：分体式空调SAC-1-01~04\n2、制冷：7.2kw 制热：8.5kw\n3、所有内机均随机配供线控器、冷凝水提升泵、冷媒管、保温管套、减振垫及所有控制线\n4、其他未尽事宜详见施工图纸及说明","台",null,"8.000"]
[]
[]
[null,null,"分部小计",{"$nulls":4},""]
[null,"004","风管及附件",{"$nulls":4},""]
["40","030702001001","镀锌薄钢板 δ0.5",null,"1、名称：通风管道\n2、材质：镀锌薄钢板 δ0.5\n3、连接方式：共板法兰\n4、其他未尽事宜详见施工图纸及说明","m2",null,"541.820"]
[]
["41","030702001002","镀锌薄钢板 δ0.6",null,"1、名称：通风管道\n2、材质：镀锌薄钢板 δ0.6\n3、连接方式：共板法兰\n4、其他未尽事宜详见施工图纸及说明","m2",null,"617.060"]
[]
["42","030702001003","镀锌薄钢板 δ0.75",null,"1、名称：通风管道\n2、材质：镀锌薄钢板 δ0.75\n3、连接方式：共板法兰\n4、其他未尽事宜详见施工图纸及说明","m2",null,"2196.280"]
[]
["43","030702001004","镀锌薄钢板 δ1.0",null,"1、名称：通风管道\n2、材质：镀锌薄钢板 δ1.0\n3、连接方式：共板法兰\n4、其他未尽事宜详见施工图纸及说明","m2",null,"817.060"]
[]
[]
[]
[]
[]
[{"$nulls":3},"测评合格编号:2021JS-02【新点造价软件V10.0安徽版】"]
["E.1 分部分项工程量清单计价表"]
["工程名称：01生产车间",{"$nulls":5},"标段：",{"$nulls":4},"第11页 共38页"]
["序号","项目编码","项目名称",null,"项目特征描述","计量\n单位",null,"工程量","金额（元）"]
[{"$nulls":8},"综合单价","合价","其中"]
[{"$nulls":10},"定额\n人工费",null,"定额\n机械费","暂估价"]
["44","030702001005","镀锌薄钢板 δ1.0",null,"1、名称：通风管道\n2、材质：镀锌薄钢板 δ1.0\n3、连接方式：角钢法兰\n4、其他未尽事宜详见施工图纸及说明","m2",null,"1986.950"]
[]
["45","030702001006","镀锌薄钢板 δ1.2",null,"1、名称：通风管道\n2、材质：镀锌薄钢板 δ1.2\n3、连接方式：角钢法兰\n4、其他未尽事宜详见施工图纸及说明","m2",null,"11664.840"]
[]
["46","030702001007","镀锌薄钢板 δ0.5",null,"1、名称：圆形通风管道\n2、材质：镀锌薄钢板 δ0.5\n3、连接方式：法兰\n4、其他未尽事宜详见施工图纸及说明","m2",null,"16.110"]
[]
["47","031208003001","通风管道绝热",null,"1、管道绝热\n2、材质：橡塑海绵\n3、空调区域40mm厚，非空调区域50mm厚\n3、其他未尽事宜详见施工图纸及说明","m3",null,"820.070"]
[]
["48","031208007001","防潮层、保护层",null,"1、防潮层、保护层\n2、材质：铝皮\n3、厚度：0.8mm","m2",null,"732.800"]
["49","030703001001","70°防火阀200*100",null,"1、名称：70°防火阀\n2、规格：200*100\n3、其他未尽事宜详见施工图纸及说明","个",null,"3.000"]
[]
["50","030703001002","70°防火阀300*100",null,"1、名称：70°防火阀\n2、规格：300*100\n3、其他未尽事宜详见施工图纸及说明","个",null,"2.000"]
[]
[]
[]
[]
[{"$nulls":3},"测评合格编号:2021JS-02【新点造价软件V10.0安徽版】"]
["E.1 分部分项工程量清单计价表"]
["工程名称：01生产车间",{"$nulls":5},"标段：",{"$nulls":4},"第12页 共38页"]
["序号","项目编码","项目名称",null,"项目特征描述","计量\n单位",null,"工程量","金额（元）"]
[{"$nulls":8},"综合单价","合价","其中"]
[{"$nulls":10},"定额\n人工费",null,"定额\n机械费","暂估价"]
["51","030703001003","70°防火阀300*150",null,"1、名称：70°防火阀\n2、规格：300*150\n3、其他未尽事宜详见施工图纸及说明","个",null,"1.000"]
[]
["52","030703001004","70°防火阀300*200",null,"1、名称：70°防火阀\n2、规格：300*200\n3、其他未尽事宜详见施工图纸及说明","个",null,"17.000"]
[]
["53","030703001005","70°防火阀400*200",null,"1、名称：70°防火阀\n2、规格：400*200\n3、其他未尽事宜详见施工图纸及说明","个",null,"1.000"]
[]
["54","030703001006","70°防火阀400*300",null,"1、名称：70°防火阀\n2、规格：400*300\n3、其他未尽事宜详见施工图纸及说明","个",null,"10.000"]
[]
["55","030703001007","70°防火阀500*400",null,"1、名称：70°防火阀\n2、规格：500*400\n3、其他未尽事宜详见施工图纸及说明","个",null,"2.000"]
[]
["56","030703001008","70°防火阀600*250",null,"1、名称：70°防火阀\n2、规格：600*250\n3、其他未尽事宜详见施工图纸及说明","个",null,"2.000"]
[]
["57","030703001009","70°防火阀600*300",null,"1、名称：70°防火阀\n2、规格：600*300\n3、其他未尽事宜详见施工图纸及说明","个",null,"2.000"]
[]
[]
[]
[]
[]
[]
[{"$nulls":3},"测评合格编号:2021JS-02【新点造价软件V10.0安徽版】"]
["E.1 分部分项工程量清单计价表"]
["工程名称：01生产车间",{"$nulls":5},"标段：",{"$nulls":4},"第13页 共38页"]
["序号","项目编码","项目名称",null,"项目特征描述","计量\n单位",null,"工程量","金额（元）"]
[{"$nulls":8},"综合单价","合价","其中"]
[{"$nulls":10},"定额\n人工费",null,"定额\n机械费","暂估价"]
["58","030703001010","70°防火阀600*400",null,"1、名称：70°防火阀\n2、规格：600*400\n3、其他未尽事宜详见施工图纸及说明","个",null,"1.000"]
[]
["59","030703001011","70°防火阀800*250",null,"1、名称：70°防火阀\n2、规格：800*250\n3、其他未尽事宜详见施工图纸及说明","个",null,"2.000"]
[]
["60","030703001012","70°防火阀800*600",null,"1、名称：70°防火阀\n2、规格：800*600\n3、其他未尽事宜详见施工图纸及说明","个",null,"2.000"]
[]
["61","030703001013","70°防火阀900*300",null,"1、名称：70°防火阀\n2、规格：900*300\n3、其他未尽事宜详见施工图纸及说明","个",null,"1.000"]
[]
["62","030703001014","70°防火阀1000*300",null,"1、名称：70°防火阀\n2、规格：1000*300\n3、其他未尽事宜详见施工图纸及说明","个",null,"2.000"]
[]
["63","030703001015","70°防火阀1200*400",null,"1、名称：70°防火阀\n2、规格：1200*400\n3、其他未尽事宜详见施工图纸及说明","个",null,"3.000"]
[]
["64","030703001016","70°防火阀1200*500",null,"1、名称：70°防火阀\n2、规格：1200*500\n3、其他未尽事宜详见施工图纸及说明","个",null,"2.000"]
[]
[]
[]
[]
[]
[]
[{"$nulls":3},"测评合格编号:2021JS-02【新点造价软件V10.0安徽版】"]
["E.1 分部分项工程量清单计价表"]
["工程名称：01生产车间",{"$nulls":5},"标段：",{"$nulls":4},"第14页 共38页"]
["序号","项目编码","项目名称",null,"项目特征描述","计量\n单位",null,"工程量","金额（元）"]
[{"$nulls":8},"综合单价","合价","其中"]
[{"$nulls":10},"定额\n人工费",null,"定额\n机械费","暂估价"]
["65","030703001017","70°防火阀1200*600",null,"1、名称：70°防火阀\n2、规格：1200*600\n3、其他未尽事宜详见施工图纸及说明","个",null,"2.000"]
[]
["66","030703001018","70°防火阀1300*500",null,"1、名称：70°防火阀\n2、规格：1300*500\n3、其他未尽事宜详见施工图纸及说明","个",null,"1.000"]
[]
["67","030703001019","70°防火阀1600*400",null,"1、名称：70°防火阀\n2、规格：1600*400\n3、其他未尽事宜详见施工图纸及说明","个",null,"1.000"]
[]
["68","030703001020","70°防火阀1500*500",null,"1、名称：70°防火阀\n2、规格：1500*500\n3、其他未尽事宜详见施工图纸及说明","个",null,"1.000"]
[]
["69","030703001021","70°防火阀3000*800",null,"1、名称：70°防火阀\n2、规格：3000*800\n3、其他未尽事宜详见施工图纸及说明","个",null,"4.000"]
[]
["70","030703001022","70°防火阀3200*1000",null,"1、名称：70°防火阀\n2、规格：3200*1000\n3、其他未尽事宜详见施工图纸及说明","个",null,"10.000"]
[]
["71","030703001023","电动调节阀300*600",null,"1、名称：电动调节阀\n2、规格：300*600\n3、其他未尽事宜详见施工图纸及说明","个",null,"1.000"]
[]
[]
[]
[]
[]
[]
[{"$nulls":3},"测评合格编号:2021JS-02【新点造价软件V10.0安徽版】"]
["E.1 分部分项工程量清单计价表"]
["工程名称：01生产车间",{"$nulls":5},"标段：",{"$nulls":4},"第15页 共38页"]
["序号","项目编码","项目名称",null,"项目特征描述","计量\n单位",null,"工程量","金额（元）"]
[{"$nulls":8},"综合单价","合价","其中"]
[{"$nulls":10},"定额\n人工费",null,"定额\n机械费","暂估价"]
["72","030703001024","电动调节阀500*400",null,"1、名称：电动调节阀\n2、规格：500*400\n3、其他未尽事宜详见施工图纸及说明","个",null,"1.000"]
[]
["73","030703001025","电动调节阀500*500",null,"1、名称：电动调节阀\n2、规格：500*500\n3、其他未尽事宜详见施工图纸及说明","个",null,"1.000"]
[]
["74","030703001026","电动调节阀800*400",null,"1、名称：电动调节阀\n2、规格：1000*400\n3、其他未尽事宜详见施工图纸及说明","个",null,"15.000"]
[]
["75","030703001027","电动调节阀1200*400",null,"1、名称：电动调节阀\n2、规格：1200*400\n3、其他未尽事宜详见施工图纸及说明","个",null,"1.000"]
[]
["76","030703001028","对开调节阀200*100",null,"1、名称：对开调节阀\n2、规格：200*100\n3、其他未尽事宜详见施工图纸及说明","个",null,"41.000"]
[]
["77","030703001029","对开调节阀250*100",null,"1、名称：对开调节阀\n2、规格：250*100\n3、其他未尽事宜详见施工图纸及说明","个",null,"1.000"]
[]
["78","030703001030","对开调节阀300*100",null,"1、名称：对开调节阀\n2、规格：300*100\n3、其他未尽事宜详见施工图纸及说明","个",null,"6.000"]
[]
[]
[]
[]
[]
[]
[{"$nulls":3},"测评合格编号:2021JS-02【新点造价软件V10.0安徽版】"]
["E.1 分部分项工程量清单计价表"]
["工程名称：01生产车间",{"$nulls":5},"标段：",{"$nulls":4},"第16页 共38页"]
["序号","项目编码","项目名称",null,"项目特征描述","计量\n单位",null,"工程量","金额（元）"]
[{"$nulls":8},"综合单价","合价","其中"]
[{"$nulls":10},"定额\n人工费",null,"定额\n机械费","暂估价"]
["79","030703001031","对开调节阀300*150",null,"1、名称：对开调节阀\n2、规格：300*150\n3、其他未尽事宜详见施工图纸及说明","个",null,"28.000"]
[]
["80","030703001032","对开调节阀300*200",null,"1、名称：对开调节阀\n2、规格：300*200\n3、其他未尽事宜详见施工图纸及说明","个",null,"33.000"]
[]
["81","030703001033","对开调节阀400*200",null,"1、名称：对开调节阀\n2、规格：400*200\n3、其他未尽事宜详见施工图纸及说明","个",null,"14.000"]
[]
["82","030703001034","对开调节阀400*300",null,"1、名称：对开调节阀\n2、规格：400*300\n3、其他未尽事宜详见施工图纸及说明","个",null,"26.000"]
[]
["83","030703001035","对开调节阀500*200",null,"1、名称：对开调节阀\n2、规格：500*200\n3、其他未尽事宜详见施工图纸及说明","个",null,"3.000"]
[]
["84","030703001036","对开调节阀500*300",null,"1、名称：对开调节阀\n2、规格：500*300\n3、其他未尽事宜详见施工图纸及说明","个",null,"2.000"]
[]
["85","030703001037","对开调节阀600*200",null,"1、名称：对开调节阀\n2、规格：600*200\n3、其他未尽事宜详见施工图纸及说明","个",null,"4.000"]
[]
[]
[]
[]
[]
[]
[{"$nulls":3},"测评合格编号:2021JS-02【新点造价软件V10.0安徽版】"]
["E.1 分部分项工程量清单计价表"]
["工程名称：01生产车间",{"$nulls":5},"标段：",{"$nulls":4},"第17页 共38页"]
["序号","项目编码","项目名称",null,"项目特征描述","计量\n单位",null,"工程量","金额（元）"]
[{"$nulls":8},"综合单价","合价","其中"]
[{"$nulls":10},"定额\n人工费",null,"定额\n机械费","暂估价"]
["86","030703001038","对开调节阀600*250",null,"1、名称：对开调节阀\n2、规格：600*250\n3、其他未尽事宜详见施工图纸及说明","个",null,"15.000"]
[]
["87","030703001039","对开调节阀600*400",null,"1、名称：对开调节阀\n2、规格：600*400\n3、其他未尽事宜详见施工图纸及说明","个",null,"1.000"]
[]
["88","030703001040","对开调节阀800*300",null,"1、名称：对开调节阀\n2、规格：800*300\n3、其他未尽事宜详见施工图纸及说明","个",null,"3.000"]
[]
["89","030703001041","对开调节阀800*400",null,"1、名称：对开调节阀\n2、规格：800*400\n3、其他未尽事宜详见施工图纸及说明","个",null,"1.000"]
[]
["90","030703001042","对开调节阀800*450",null,"1、名称：对开调节阀\n2、规格：800*450\n3、其他未尽事宜详见施工图纸及说明","个",null,"2.000"]
[]
["91","030703001043","对开调节阀1000*300",null,"1、名称：对开调节阀\n2、规格：1000*300\n3、其他未尽事宜详见施工图纸及说明","个",null,"2.000"]
[]
["92","030703001044","对开调节阀1000*500",null,"1、名称：对开调节阀\n2、规格：1000*500\n3、其他未尽事宜详见施工图纸及说明","个",null,"3.000"]
[]
[]
[]
[]
[]
[]
[{"$nulls":3},"测评合格编号:2021JS-02【新点造价软件V10.0安徽版】"]
["E.1 分部分项工程量清单计价表"]
["工程名称：01生产车间",{"$nulls":5},"标段：",{"$nulls":4},"第18页 共38页"]
["序号","项目编码","项目名称",null,"项目特征描述","计量\n单位",null,"工程量","金额（元）"]
[{"$nulls":8},"综合单价","合价","其中"]
[{"$nulls":10},"定额\n人工费",null,"定额\n机械费","暂估价"]
["93","030703001045","对开调节阀2400*600",null,"1、名称：对开调节阀\n2、规格：2400*600\n3、其他未尽事宜详见施工图纸及说明","个",null,"5.000"]
[]
["94","030703001046","对开调节阀3200*1000",null,"1、名称：对开调节阀\n2、规格：3200*1000\n3、其他未尽事宜详见施工图纸及说明","个",null,"1.000"]
[]
["95","030703001047","手动风量调节阀300*150",null,"1、名称：手动风量调节阀\n2、规格：300*150\n3、其他未尽事宜详见施工图纸及说明","个",null,"2.000"]
[]
["96","030703001048","手动风量调节阀2400*700",null,"1、名称：手动风量调节阀\n2、规格：2400*700\n3、其他未尽事宜详见施工图纸及说明","个",null,"18.000"]
[]
["97","030703001049","手动风量调节阀1200*400",null,"1、名称：手动风量调节阀\n2、规格：1200*400\n3、其他未尽事宜详见施工图纸及说明","个",null,"1.000"]
[]
["98","030703001050","手动风量调节阀1500*500",null,"1、名称：手动风量调节阀\n2、规格：1500*500\n3、其他未尽事宜详见施工图纸及说明","个",null,"1.000"]
[]
["99","030703020001","双面微孔消声器900*300",null,"1、名称：双面微孔消声器\n2、规格：900*300\n3、其他未尽事宜详见施工图纸及说明","节",null,"1.000"]
[]
[]
[]
[]
[]
[]
[{"$nulls":3},"测评合格编号:2021JS-02【新点造价软件V10.0安徽版】"]
["E.1 分部分项工程量清单计价表"]
["工程名称：01生产车间",{"$nulls":5},"标段：",{"$nulls":4},"第19页 共38页"]
["序号","项目编码","项目名称",null,"项目特征描述","计量\n单位",null,"工程量","金额（元）"]
[{"$nulls":8},"综合单价","合价","其中"]
[{"$nulls":10},"定额\n人工费",null,"定额\n机械费","暂估价"]
["100","030703020002","双面微孔消声器500*200",null,"1、名称：双面微孔消声器\n2、规格：500*200\n3、其他未尽事宜详见施工图纸及说明","节",null,"1.000"]
[]
["101","030703020003","双面微孔消声器400*200",null,"1、名称：双面微孔消声器\n2、规格：400*200\n3、其他未尽事宜详见施工图纸及说明","节",null,"1.000"]
[]
["102","030703020004","消声器XZP100 400*300",null,"1、名称：消声器XZP100\n2、规格：400*300\n3、其他未尽事宜详见施工图纸及说明","个",null,"1.000"]
[]
["103","030703020005","消声器XZP100 1000*300",null,"1、名称：消声器XZP100\n2、规格：1000*300\n3、其他未尽事宜详见施工图纸及说明","个",null,"1.000"]
[]
["104","030703020006","消声器XZP100 1200*500",null,"1、名称：消声器XZP100\n2、规格：1200*500\n3、其他未尽事宜详见施工图纸及说明","个",null,"2.000"]
[]
["105","030703020007","消声器XZP100 1300*500",null,"1、名称：消声器XZP100\n2、规格：1300*500\n3、其他未尽事宜详见施工图纸及说明","个",null,"1.000"]
[]
["106","030703020008","消声器XZP100 1500*500",null,"1、名称：消声器XZP100\n2、规格：1500*500\n3、其他未尽事宜详见施工图纸及说明","个",null,"1.000"]
[]
[]
[]
[]
[]
[]
[{"$nulls":3},"测评合格编号:2021JS-02【新点造价软件V10.0安徽版】"]
["E.1 分部分项工程量清单计价表"]
["工程名称：01生产车间",{"$nulls":5},"标段：",{"$nulls":4},"第20页 共38页"]
["序号","项目编码","项目名称",null,"项目特征描述","计量\n单位",null,"工程量","金额（元）"]
[{"$nulls":8},"综合单价","合价","其中"]
[{"$nulls":10},"定额\n人工费",null,"定额\n机械费","暂估价"]
["107","030703020009","消声器XZP100 2800*700",null,"1、名称：消声器XZP100\n2、规格：2800*700\n3、其他未尽事宜详见施工图纸及说明","个",null,"1.000"]
[]
["108","030703020010","消声器XZP100 3000*800",null,"1、名称：消声器XZP100\n2、规格：3000*800\n3、其他未尽事宜详见施工图纸及说明","个",null,"4.000"]
[]
["109","030703020011","消声器XZP100 3200*1000",null,"1、名称：消声器XZP100\n2、规格：3200*1000\n3、其他未尽事宜详见施工图纸及说明","个",null,"6.000"]
[]
["110","030703020012","消声弯头 3200*1000",null,"1、名称：消声弯头\n2、规格： 3200*1000\n3、其他未尽事宜详见施工图纸及说明","个",null,"2.000"]
[]
["111","WB030703003001","静压箱1600*600*4000",null,"1、名称：静压箱\n2、规格：1600*600*4000\n3、其他未尽事宜详见施工图纸及说明","个",null,"1.000"]
[]
["112","WB030703003002","静压箱3300*500*700",null,"1、名称：静压箱\n2、规格：3300*500*700\n3、其他未尽事宜详见施工图纸及说明","个",null,"1.000"]
[]
["113","WB030703003003","静压箱2100*500*700",null,"1、名称：静压箱\n2、规格：2100*500*700\n3、其他未尽事宜详见施工图纸及说明","个",null,"1.000"]
[]
[]
[]
[]
[]
[]
[{"$nulls":3},"测评合格编号:2021JS-02【新点造价软件V10.0安徽版】"]
["E.1 分部分项工程量清单计价表"]
["工程名称：01生产车间",{"$nulls":5},"标段：",{"$nulls":4},"第21页 共38页"]
["序号","项目编码","项目名称",null,"项目特征描述","计量\n单位",null,"工程量","金额（元）"]
[{"$nulls":8},"综合单价","合价","其中"]
[{"$nulls":10},"定额\n人工费",null,"定额\n机械费","暂估价"]
["114","WB030703003004","静压箱1500*300*250",null,"1、名称：静压箱\n2、规格：1500*300*250\n3、其他未尽事宜详见施工图纸及说明","个",null,"6.000"]
[]
["115","WB030703003005","静压箱2200*300*250",null,"1、名称：静压箱\n2、规格：2200*300*250\n3、其他未尽事宜详见施工图纸及说明","个",null,"2.000"]
[]
["116","030703007001","单层百叶回风口3000*300",null,"1、名称：单层百叶回风口\n2、规格：3000*300\n3、材质：铝合金\n4、所有新风百叶设置防虫网,排风百叶设置防虫网,网孔为10x10,所有排风口、回风口自带可拆洗初效过滤网，所有电气房间(变配电间、IT机房等)空调送风口应为防结露风口\n5、其他未尽事宜详见施工图纸及说明","个",null,"1.000"]
[]
[]
[]
["117","030703007002","单层百叶回风口2400*1000",null,"1、名称：单层百叶回风口\n2、规格：2400*1000\n3、材质：铝合金\n4、所有新风百叶设置防虫网,排风百叶设置防虫网,网孔为10x10,所有排风口、回风口自带可拆洗初效过滤网，所有电气房间(变配电间、IT机房等)空调送风口应为防结露风口\n5、其他未尽事宜详见施工图纸及说明","个",null,"1.000"]
[]
[]
[]
[]
[]
[{"$nulls":3},"测评合格编号:2021JS-02【新点造价软件V10.0安徽版】"]
["E.1 分部分项工程量清单计价表"]
["工程名称：01生产车间",{"$nulls":5},"标段：",{"$nulls":4},"第22页 共38页"]
["序号","项目编码","项目名称",null,"项目特征描述","计量\n单位",null,"工程量","金额（元）"]
[{"$nulls":8},"综合单价","合价","其中"]
[{"$nulls":10},"定额\n人工费",null,"定额\n机械费","暂估价"]
["118","030703007003","单层百叶回风口5400*1000",null,"1、名称：单层百叶回风口\n2、规格：5400*1000\n3、材质：铝合金\n4、所有新风百叶设置防虫网,排风百叶设置防虫网,网孔为10x10,所有排风口、回风口自带可拆洗初效过滤网，所有电气房间(变配电间、IT机房等)空调送风口应为防结露风口\n5、其他未尽事宜详见施工图纸及说明","个",null,"1.000"]
[]
[]
[]
["119","030703007004","单层百叶回风口6000*1000",null,"1、名称：单层百叶回风口\n2、规格：6000*1000\n3、材质：铝合金\n4、所有新风百叶设置防虫网,排风百叶设置防虫网,网孔为10x10,所有排风口、回风口自带可拆洗初效过滤网，所有电气房间(变配电间、IT机房等)空调送风口应为防结露风口\n5、其他未尽事宜详见施工图纸及说明","个",null,"1.000"]
{"$rows_empty":13}
[{"$nulls":3},"测评合格编号:2021JS-02【新点造价软件V10.0安徽版】"]
["E.1 分部分项工程量清单计价表"]
["工程名称：01生产车间",{"$nulls":5},"标段：",{"$nulls":4},"第23页 共38页"]
["序号","项目编码","项目名称",null,"项目特征描述","计量\n单位",null,"工程量","金额（元）"]
[{"$nulls":8},"综合单价","合价","其中"]
[{"$nulls":10},"定额\n人工费",null,"定额\n机械费","暂估价"]
["120","030703007005","单层百叶回风口9000*1000",null,"1、名称：单层百叶回风口\n2、规格：9000*1000\n3、材质：铝合金\n4、所有新风百叶设置防虫网,排风百叶设置防虫网,网孔为10x10,所有排风口、回风口自带可拆洗初效过滤网，所有电气房间(变配电间、IT机房等)空调送风口应为防结露风口\n5、其他未尽事宜详见施工图纸及说明","个",null,"1.000"]
[]
[]
[]
["121","030703007006","单层百叶回风口9000*1500",null,"1、名称：单层百叶回风口\n2、规格：9000*1500\n3、材质：铝合金\n4、所有新风百叶设置防虫网,排风百叶设置防虫网,网孔为10x10,所有排风口、回风口自带可拆洗初效过滤网，所有电气房间(变配电间、IT机房等)空调送风口应为防结露风口\n5、其他未尽事宜详见施工图纸及说明","个",null,"1.000"]
{"$rows_empty":13}
[{"$nulls":3},"测评合格编号:2021JS-02【新点造价软件V10.0安徽版】"]
["E.1 分部分项工程量清单计价表"]
["工程名称：01生产车间",{"$nulls":5},"标段：",{"$nulls":4},"第24页 共38页"]
["序号","项目编码","项目名称",null,"项目特征描述","计量\n单位",null,"工程量","金额（元）"]
[{"$nulls":8},"综合单价","合价","其中"]
[{"$nulls":10},"定额\n人工费",null,"定额\n机械费","暂估价"]
["122","030703007007","单层百叶回风口12000*1000",null,"1、名称：单层百叶回风口\n2、规格：12000*1000\n3、材质：铝合金\n4、所有新风百叶设置防虫网,排风百叶设置防虫网,网孔为10x10,所有排风口、回风口自带可拆洗初效过滤网，所有电气房间(变配电间、IT机房等)空调送风口应为防结露风口\n5、其他未尽事宜详见施工图纸及说明","个",null,"1.000"]
[]
[]
[]
["123","030703007008","单层百叶回风口14550*1000",null,"1、名称：单层百叶回风口\n2、规格：14550*1000\n3、材质：铝合金\n4、所有新风百叶设置防虫网,排风百叶设置防虫网,网孔为10x10,所有排风口、回风口自带可拆洗初效过滤网，所有电气房间(变配电间、IT机房等)空调送风口应为防结露风口\n5、其他未尽事宜详见施工图纸及说明","个",null,"3.000"]
{"$rows_empty":13}
[{"$nulls":3},"测评合格编号:2021JS-02【新点造价软件V10.0安徽版】"]
["E.1 分部分项工程量清单计价表"]
["工程名称：01生产车间",{"$nulls":5},"标段：",{"$nulls":4},"第25页 共38页"]
["序号","项目编码","项目名称",null,"项目特征描述","计量\n单位",null,"工程量","金额（元）"]
[{"$nulls":8},"综合单价","合价","其中"]
[{"$nulls":10},"定额\n人工费",null,"定额\n机械费","暂估价"]
["124","030703007009","单层百叶回风口18000*1000",null,"1、名称：单层百叶回风口\n2、规格：18000*1000\n3、材质：铝合金\n4、所有新风百叶设置防虫网,排风百叶设置防虫网,网孔为10x10,所有排风口、回风口自带可拆洗初效过滤网，所有电气房间(变配电间、IT机房等)空调送风口应为防结露风口\n5、其他未尽事宜详见施工图纸及说明","个",null,"1.000"]
[]
[]
[]
["125","030703007010","方形旋流风口SD-1-03",null,"1、名称：方形旋流风口SD-1-03（配调节阀）\n2、规格：550*550\n3、材质：铝合金\n4、其他未尽事宜详见施工图纸及说明","个",null,"181.000"]
[]
["126","030703007011","孔板型送风口SD-1-04",null,"1、名称：孔板型送风口SD-1-04（配调节阀）\n2、规格：φ400\n3、材质：铝合金\n4、其他未尽事宜详见施工图纸及说明","个",null,"2.000"]
[]
["127","030703007012","球形喷口SD-1-06",null,"1、名称：球形喷口SD-1-06\n2、规格：φ230\n3、材质：铝合金\n4、配调节阀,射流长度L≥20m\n5、其他未尽事宜详见施工图纸及说明","个",null,"10.000"]
[]
[]
[]
[]
[]
[]
[{"$nulls":3},"测评合格编号:2021JS-02【新点造价软件V10.0安徽版】"]
["E.1 分部分项工程量清单计价表"]
["工程名称：01生产车间",{"$nulls":5},"标段：",{"$nulls":4},"第26页 共38页"]
["序号","项目编码","项目名称",null,"项目特征描述","计量\n单位",null,"工程量","金额（元）"]
[{"$nulls":8},"综合单价","合价","其中"]
[{"$nulls":10},"定额\n人工费",null,"定额\n机械费","暂估价"]
["128","030703007013","球形喷口SD-1-07",null,"1、名称：球形喷口SD-1-07\n2、规格：φ300\n3、材质：铝合金\n4、配调节阀,射流长度L≥44m\n5、其他未尽事宜详见施工图纸及说明","个",null,"115.000"]
[]
["129","030703007014","温控旋流风口SD-1-08",null,"1、名称：温控旋流风口SD-1-08\n2、规格：φ316\n3、材质：铝合金\n4、配调节阀,冬季送风距离≥5.5m\n5、其他未尽事宜详见施工图纸及说明","个",null,"28.000"]
[]
["130","030703007015","温控旋流风口SD-1-09",null,"1、名称：温控旋流风口SD-1-09\n2、规格：φ250\n3、材质：铝合金\n4、配调节阀,冬季送风距离≥5.5m\n5、其他未尽事宜详见施工图纸及说明","个",null,"2.000"]
[]
["131","030703007016","方形散流器SD-1-10",null,"1、名称：方形散流器SD-1-10（配调节阀）\n2、规格：240*240\n3、材质：铝合金\n4、其他未尽事宜详见施工图纸及说明","个",null,"5.000"]
{"$rows_empty":11}
[{"$nulls":3},"测评合格编号:2021JS-02【新点造价软件V10.0安徽版】"]
["E.1 分部分项工程量清单计价表"]
["工程名称：01生产车间",{"$nulls":5},"标段：",{"$nulls":4},"第27页 共38页"]
["序号","项目编码","项目名称",null,"项目特征描述","计量\n单位",null,"工程量","金额（元）"]
[{"$nulls":8},"综合单价","合价","其中"]
[{"$nulls":10},"定额\n人工费",null,"定额\n机械费","暂估价"]
["132","030703007017","可变条形散流器SD-1-11",null,"1、名称：可变条形散流器SD-1-11\n2、规格：1000*700\n3、材质：铝合金\n4、真假风口做法,假风口面板尺寸1200x200\n自带静压箱1300x300x300h   配调节阀\n5、其他未尽事宜详见施工图纸及说明","个",null,"41.000"]
[]
[]
["133","030703007018","双层百叶风口450*150",null,"1、名称：双层百叶风口（配调节阀）\n2、规格：450*150\n3、材质：铝合金\n4、其他未尽事宜详见施工图纸及说明","个",null,"2.000"]
[]
["134","030703007019","双层百叶风口850*150",null,"1、名称：双层百叶风口（配调节阀）\n2、规格：850*150\n3、材质：铝合金\n4、其他未尽事宜详见施工图纸及说明","个",null,"40.000"]
[]
["135","030703007020","双层百叶风口1250*150",null,"1、名称：双层百叶风口（配调节阀）\n2、规格：1250*150\n3、材质：铝合金\n4、其他未尽事宜详见施工图纸及说明","个",null,"9.000"]
[]
["136","030703007021","双层百叶风口1950*150",null,"1、名称：双层百叶风口（配调节阀）\n2、规格：1950*150\n3、材质：铝合金\n4、其他未尽事宜详见施工图纸及说明","个",null,"8.000"]
[]
[]
[]
[{"$nulls":3},"测评合格编号:2021JS-02【新点造价软件V10.0安徽版】"]
["E.1 分部分项工程量清单计价表"]
["工程名称：01生产车间",{"$nulls":5},"标段：",{"$nulls":4},"第28页 共38页"]
["序号","项目编码","项目名称",null,"项目特征描述","计量\n单位",null,"工程量","金额（元）"]
[{"$nulls":8},"综合单价","合价","其中"]
[{"$nulls":10},"定额\n人工费",null,"定额\n机械费","暂估价"]
["137","030703007022","单层百叶风口1150*550",null,"1、名称：单层百叶风口（配调节阀）\n2、规格：1150*550\n3、材质：铝合金\n4、其他未尽事宜详见施工图纸及说明","个",null,"1.000"]
[]
["138","030703007023","单层百叶风口550*550",null,"1、名称：单层百叶风口(配调节阀)\n2、规格：550*550\n3、材质：铝合金\n4、其他未尽事宜详见施工图纸及说明","个",null,"118.000"]
[]
["139","030703007024","单层百叶送风口500*200",null,"1、名称：单层百叶送风口\n2、规格：500*200\n3、材质：铝合金\n4、其他未尽事宜详见施工图纸及说明","个",null,"22.000"]
[]
["140","030703007025","单层百叶回风口500*200",null,"1、名称：单层百叶回风口(门铰式风口配过滤网)\n2、规格：500*200\n3、材质：铝合金\n4、其他未尽事宜详见施工图纸及说明","个",null,"22.000"]
[]
["141","030703007026","单层百叶送风口900*200",null,"1、名称：单层百叶送风口\n2、规格：900*200\n3、材质：铝合金\n4、其他未尽事宜详见施工图纸及说明","个",null,"81.000"]
[]
[]
[]
[]
[]
[]
[{"$nulls":3},"测评合格编号:2021JS-02【新点造价软件V10.0安徽版】"]
["E.1 分部分项工程量清单计价表"]
["工程名称：01生产车间",{"$nulls":5},"标段：",{"$nulls":4},"第29页 共38页"]
["序号","项目编码","项目名称",null,"项目特征描述","计量\n单位",null,"工程量","金额（元）"]
[{"$nulls":8},"综合单价","合价","其中"]
[{"$nulls":10},"定额\n人工费",null,"定额\n机械费","暂估价"]
["142","030703007027","单层百叶回风口900*200",null,"1、名称：单层百叶回风口(门铰式风口配过滤网)\n2、规格：900*200\n3、材质：铝合金\n4、其他未尽事宜详见施工图纸及说明","个",null,"81.000"]
[]
["143","030703007028","单层百叶送风口1300*200",null,"1、名称：单层百叶送风口\n2、规格：1300*200\n3、材质：铝合金\n4、其他未尽事宜详见施工图纸及说明","个",null,"18.000"]
[]
["144","030703007029","单层百叶回风口1300*200",null,"1、名称：单层百叶回风口(门铰式风口配过滤网)\n2、规格：1300*200\n3、材质：铝合金\n4、其他未尽事宜详见施工图纸及说明","个",null,"18.000"]
[]
["145","030703007030","单层百叶送风口1800*200",null,"1、名称：单层百叶送风口\n2、规格：1800*200\n3、材质：铝合金\n4、其他未尽事宜详见施工图纸及说明","个",null,"21.000"]
[]
["146","030703007031","单层百叶回风口1800*200",null,"1、名称：单层百叶回风口(门铰式风口配过滤网)\n2、规格：1800*200\n3、材质：铝合金\n4、其他未尽事宜详见施工图纸及说明","个",null,"21.000"]
[]
[]
[]
[]
[]
[]
[{"$nulls":3},"测评合格编号:2021JS-02【新点造价软件V10.0安徽版】"]
["E.1 分部分项工程量清单计价表"]
["工程名称：01生产车间",{"$nulls":5},"标段：",{"$nulls":4},"第30页 共38页"]
["序号","项目编码","项目名称",null,"项目特征描述","计量\n单位",null,"工程量","金额（元）"]
[{"$nulls":8},"综合单价","合价","其中"]
[{"$nulls":10},"定额\n人工费",null,"定额\n机械费","暂估价"]
["147","030703007032","单层百叶回风口2000*200",null,"1、名称：单层百叶回风口(门铰式风口配过滤网)\n2、规格：2000*200\n3、材质：铝合金\n4、其他未尽事宜详见施工图纸及说明","个",null,"12.000"]
[]
["148","030703007033","可变流形散流器1000*163",null,"1、名称：可变流形散流器\n2、规格：1000*163\n3、材质：铝合金\n4、其他未尽事宜详见施工图纸及说明","个",null,"24.000"]
[]
["149","030703007034","回风百叶2000*250",null,"1、名称：回风百叶\n2、规格：2000*250\n3、材质：铝合金\n4、其他未尽事宜详见施工图纸及说明","个",null,"1.000"]
[]
["150","WB030701005001","设备支架制作安装",null,"1、设备支架制作安装\n2、其他未尽事宜详见施工图纸及说明","kg",null,"7810.000"]
[null,null,"分部小计",{"$nulls":4},""]
[null,"006","空调管道及附件",{"$nulls":4},""]
["151","031001001001","热镀锌钢管DN20",null,"1、名称：热镀锌钢管\n2、规格：DN20\n3、连接方式：丝扣\n4、其他未尽事宜详见施工图纸及说明","m",null,"259.800"]
[]
["152","031001001002","热镀锌钢管DN25",null,"1、名称：热镀锌钢管\n2、规格：DN25\n3、连接方式：丝扣\n4、其他未尽事宜详见施工图纸及说明","m",null,"95.200"]
[]
[]
[]
[{"$nulls":3},"测评合格编号:2021JS-02【新点造价软件V10.0安徽版】"]
["E.1 分部分项工程量清单计价表"]
["工程名称：01生产车间",{"$nulls":5},"标段：",{"$nulls":4},"第31页 共38页"]
["序号","项目编码","项目名称",null,"项目特征描述","计量\n单位",null,"工程量","金额（元）"]
[{"$nulls":8},"综合单价","合价","其中"]
[{"$nulls":10},"定额\n人工费",null,"定额\n机械费","暂估价"]
["153","031001001003","热镀锌钢管DN32",null,"1、名称：热镀锌钢管\n2、规格：DN32\n3、连接方式：丝扣\n4、其他未尽事宜详见施工图纸及说明","m",null,"2857.380"]
[]
["154","031001001004","热镀锌钢管DN40",null,"1、名称：热镀锌钢管\n2、规格：DN40\n3、连接方式：丝扣\n4、其他未尽事宜详见施工图纸及说明","m",null,"463.650"]
[]
["155","031001001005","热镀锌钢管DN50",null,"1、名称：热镀锌钢管\n2、规格：DN50\n3、连接方式：丝扣\n4、其他未尽事宜详见施工图纸及说明","m",null,"623.970"]
[]
["156","031001002001","无缝钢管DN65",null,"1、名称：无缝钢管\n2、规格：DN65\n3、连接方式：焊接\n4、其他未尽事宜详见施工图纸及说明","m",null,"361.900"]
[]
["157","031001002002","无缝钢管DN80",null,"1、名称：无缝钢管\n2、规格：DN80\n3、连接方式：焊接\n4、其他未尽事宜详见施工图纸及说明","m",null,"178.200"]
[]
["158","031001002003","无缝钢管DN100",null,"1、名称：无缝钢管\n2、规格：DN100\n3、连接方式：焊接\n4、其他未尽事宜详见施工图纸及说明","m",null,"386.250"]
{"$rows_empty":7}
[{"$nulls":3},"测评合格编号:2021JS-02【新点造价软件V10.0安徽版】"]
["E.1 分部分项工程量清单计价表"]
["工程名称：01生产车间",{"$nulls":5},"标段：",{"$nulls":4},"第32页 共38页"]
["序号","项目编码","项目名称",null,"项目特征描述","计量\n单位",null,"工程量","金额（元）"]
[{"$nulls":8},"综合单价","合价","其中"]
[{"$nulls":10},"定额\n人工费",null,"定额\n机械费","暂估价"]
["159","031001002004","无缝钢管DN125",null,"1、名称：无缝钢管\n2、规格：DN125\n3、连接方式：焊接\n4、其他未尽事宜详见施工图纸及说明","m",null,"68.500"]
[]
["160","031001002005","无缝钢管DN150",null,"1、名称：无缝钢管\n2、规格：DN150\n3、连接方式：焊接\n4、其他未尽事宜详见施工图纸及说明","m",null,"262.650"]
[]
["161","031001002006","无缝钢管DN200",null,"1、名称：无缝钢管\n2、规格：DN200\n3、连接方式：焊接\n4、其他未尽事宜详见施工图纸及说明","m",null,"1212.600"]
[]
["162","031001002007","无缝钢管DN250",null,"1、名称：无缝钢管\n2、规格：DN250\n3、连接方式：焊接\n4、其他未尽事宜详见施工图纸及说明","m",null,"771.600"]
[]
["163","031001002008","无缝钢管DN300",null,"1、名称：无缝钢管\n2、规格：DN300\n3、连接方式：焊接\n4、其他未尽事宜详见施工图纸及说明","m",null,"236.760"]
[]
["164","031001002009","无缝钢管DN350",null,"1、名称：无缝钢管\n2、规格：DN350\n3、连接方式：焊接\n4、其他未尽事宜详见施工图纸及说明","m",null,"58.000"]
[]
["165","WB031211001001","管道刷油",null,"1、管道除锈后刷防锈漆二道,刷色漆二道","m2",null,"2343.400"]
[]
[]
[]
[]
[]
[{"$nulls":3},"测评合格编号:2021JS-02【新点造价软件V10.0安徽版】"]
["E.1 分部分项工程量清单计价表"]
["工程名称：01生产车间",{"$nulls":5},"标段：",{"$nulls":4},"第33页 共38页"]
["序号","项目编码","项目名称",null,"项目特征描述","计量\n单位",null,"工程量","金额（元）"]
[{"$nulls":8},"综合单价","合价","其中"]
[{"$nulls":10},"定额\n人工费",null,"定额\n机械费","暂估价"]
["166","031208002001","管道绝热",null,"1、管道绝缘\n2、材质：橡塑海绵\n3、厚度：25mm\n4、其他未尽事宜详见施工图纸及说明","m3",null,"7.480"]
[]
["167","031208002002","管道绝热",null,"1、管道绝缘\n2、材质：橡塑海绵\n3、厚度：32mm\n4、其他未尽事宜详见施工图纸及说明","m3",null,"5.370"]
[]
["168","031208002003","管道绝热",null,"1、管道绝缘\n2、材质：橡塑海绵\n3、厚度：50mm\n4、其他未尽事宜详见施工图纸及说明","m3",null,"13.340"]
[]
["169","031208002004","管道绝热",null,"1、管道绝缘\n2、材质：橡塑海绵\n3、厚度：50mm\n4、其他未尽事宜详见施工图纸及说明","m3",null,"44.260"]
[]
["170","031208002005","管道绝热",null,"1、管道绝缘\n2、材质：橡塑海绵\n3、厚度：50mm\n4、其他未尽事宜详见施工图纸及说明","m3",null,"41.420"]
[]
["171","031208002006","管道绝热",null,"1、管道绝缘\n2、材质：橡塑海绵\n3、厚度：50mm\n4、其他未尽事宜详见施工图纸及说明","m3",null,"3.190"]
[]
["172","031208007002","防潮层、保护层",null,"1、保护层\n2、材质：铝皮\n3、厚度：0.8mm","m2",null,"223.540"]
["173","031003001001","截止阀DN50",null,"1．名称：截止阀\n2．材质：铜质\n3．型号、规格：DN50\n4．连接形式：螺纹连接","个",null,"2.000"]
[]
[]
[]
[]
[]
[{"$nulls":3},"测评合格编号:2021JS-02【新点造价软件V10.0安徽版】"]
["E.1 分部分项工程量清单计价表"]
["工程名称：01生产车间",{"$nulls":5},"标段：",{"$nulls":4},"第34页 共38页"]
["序号","项目编码","项目名称",null,"项目特征描述","计量\n单位",null,"工程量","金额（元）"]
[{"$nulls":8},"综合单价","合价","其中"]
[{"$nulls":10},"定额\n人工费",null,"定额\n机械费","暂估价"]
["174","030807003001","蝶阀DN65",null,"1．名称：蝶阀\n2．材质：球墨铸铁（不锈钢）\n3．型号、规格：DN65\n4．连接形式：碳钢法兰","个",null,"2.000"]
[]
["175","030807003002","蝶阀DN80",null,"1．名称：蝶阀\n2．材质：球墨铸铁（不锈钢）\n3．型号、规格：DN80\n4．连接形式：碳钢法兰","个",null,"9.000"]
[]
["176","030807003003","蝶阀DN100",null,"1．名称：蝶阀\n2．材质：球墨铸铁（不锈钢）\n3．型号、规格：DN100\n4．连接形式：碳钢法兰","个",null,"4.000"]
[]
["177","030807003004","蝶阀DN125",null,"1．名称：蝶阀\n2．材质：球墨铸铁（不锈钢）\n3．型号、规格：DN125\n4．连接形式：碳钢法兰","个",null,"1.000"]
[]
["178","030807003005","蝶阀DN150",null,"1．名称：蝶阀\n2．材质：球墨铸铁（不锈钢）\n3．型号、规格：DN150\n4．连接形式：碳钢法兰","个",null,"2.000"]
[]
["179","031003001002","静态水力平衡阀DN50",null,"1．名称：静态水力平衡阀\n2．材质：铜质\n3．型号、规格：DN50\n4．连接形式：螺纹连接","个",null,"1.000"]
[]
["180","030807003006","静态水力平衡阀DN65",null,"1．名称：静态水力平衡阀\n2．材质：球墨铸铁（不锈钢）\n3．型号、规格：DN65\n4．连接形式：碳钢法兰","个",null,"1.000"]
[]
[]
[]
[]
[]
[]
[{"$nulls":3},"测评合格编号:2021JS-02【新点造价软件V10.0安徽版】"]
["E.1 分部分项工程量清单计价表"]
["工程名称：01生产车间",{"$nulls":5},"标段：",{"$nulls":4},"第35页 共38页"]
["序号","项目编码","项目名称",null,"项目特征描述","计量\n单位",null,"工程量","金额（元）"]
[{"$nulls":8},"综合单价","合价","其中"]
[{"$nulls":10},"定额\n人工费",null,"定额\n机械费","暂估价"]
["181","030807003007","静态水力平衡阀DN80",null,"1．名称：静态水力平衡阀\n2．材质：球墨铸铁（不锈钢）\n3．型号、规格：DN80\n4．连接形式：碳钢法兰","个",null,"4.000"]
[]
["182","030807003008","静态水力平衡阀DN100",null,"1．名称：静态水力平衡阀\n2．材质：球墨铸铁（不锈钢）\n3．型号、规格：DN100\n4．连接形式：碳钢法兰","个",null,"2.000"]
[]
["183","030807003009","静态水力平衡阀DN125",null,"1．名称：静态水力平衡阀\n2．材质：球墨铸铁（不锈钢）\n3．型号、规格：DN125\n4．连接形式：碳钢法兰","个",null,"2.000"]
[]
["184","030807003010","静态水力平衡阀DN150",null,"1．名称：静态水力平衡阀\n2．材质：球墨铸铁（不锈钢）\n3．型号、规格：DN150\n4．连接形式：碳钢法兰","个",null,"1.000"]
[]
["185","031003009001","波纹管补偿器DN32",null,"1、名称：波纹管补偿器\n2、规格：DN32\n3、连接方式：法兰","个",null,"2.000"]
["186","031003009002","波纹管补偿器DN50",null,"1、名称：波纹管补偿器\n2、规格：DN50\n3、连接方式：法兰","个",null,"2.000"]
["187","031003009003","波纹管补偿器DN65",null,"1、名称：波纹管补偿器\n2、规格：DN65\n3、连接方式：法兰","个",null,"2.000"]
["188","031003009004","波纹管补偿器DN80",null,"1、名称：波纹管补偿器\n2、规格：DN80\n3、连接方式：法兰","个",null,"1.000"]
[]
[]
[]
[]
[{"$nulls":3},"测评合格编号:2021JS-02【新点造价软件V10.0安徽版】"]
["E.1 分部分项工程量清单计价表"]
["工程名称：01生产车间",{"$nulls":5},"标段：",{"$nulls":4},"第36页 共38页"]
["序号","项目编码","项目名称",null,"项目特征描述","计量\n单位",null,"工程量","金额（元）"]
[{"$nulls":8},"综合单价","合价","其中"]
[{"$nulls":10},"定额\n人工费",null,"定额\n机械费","暂估价"]
["189","031003009005","波纹管补偿器DN100",null,"1、名称：波纹管补偿器\n2、规格：DN100\n3、连接方式：法兰","个",null,"1.000"]
["190","031003009006","波纹管补偿器DN150",null,"1、名称：波纹管补偿器\n2、规格：DN150\n3、连接方式：法兰","个",null,"2.000"]
["191","031003009007","波纹管补偿器DN200",null,"1、名称：波纹管补偿器\n2、规格：DN200\n3、连接方式：法兰","个",null,"26.000"]
["192","031003009008","波纹管补偿器DN250",null,"1、名称：波纹管补偿器\n2、规格：DN250\n3、连接方式：法兰","个",null,"18.000"]
["193","031003009009","波纹管补偿器DN300",null,"1、名称：波纹管补偿器\n2、规格：DN300\n3、连接方式：法兰","个",null,"6.000"]
["194","030810002001","盲板DN32",null,"1、名称：盲板\n2、规格：DN32\n3、连接方式：焊接","个",null,"1.000"]
["195","030810002002","盲板DN100",null,"1、名称：盲板\n2、规格：DN100\n3、连接方式：焊接","个",null,"8.000"]
["196","030810002003","盲板DN200",null,"1、名称：盲板\n2、规格：DN200\n3、连接方式：焊接","个",null,"8.000"]
["197","030801014001","铜管φ6.4",null,"1、名称：铜管\n2、规格：φ6.4\n3、连接方式：焊接","m",null,"274.950"]
["198","030801014002","铜管φ9.5",null,"1、名称：铜管\n2、规格：φ9.5\n3、连接方式：焊接","m",null,"854.410"]
["199","030801014003","铜管φ12.7",null,"1、名称：铜管\n2、规格：φ12.7\n3、连接方式：焊接","m",null,"386.550"]
[]
[]
[]
[]
[{"$nulls":3},"测评合格编号:2021JS-02【新点造价软件V10.0安徽版】"]
["E.1 分部分项工程量清单计价表"]
["工程名称：01生产车间",{"$nulls":5},"标段：",{"$nulls":4},"第37页 共38页"]
["序号","项目编码","项目名称",null,"项目特征描述","计量\n单位",null,"工程量","金额（元）"]
[{"$nulls":8},"综合单价","合价","其中"]
[{"$nulls":10},"定额\n人工费",null,"定额\n机械费","暂估价"]
["200","030801014004","铜管φ15.9",null,"1、名称：铜管\n2、规格：φ15.9\n3、连接方式：焊接","m",null,"812.470"]
["201","030801014005","铜管φ19.1",null,"1、名称：铜管\n2、规格：φ19.1\n3、连接方式：焊接","m",null,"401.990"]
["202","030801014006","铜管φ22.2",null,"1、名称：铜管\n2、规格：φ22.2\n3、连接方式：焊接","m",null,"605.720"]
["203","030801014007","铜管φ25.4",null,"1、名称：铜管\n2、规格：φ25.4\n3、连接方式：焊接","m",null,"26.060"]
["204","030801014008","铜管φ28.6",null,"1、名称：铜管\n2、规格：φ28.6\n3、连接方式：焊接","m",null,"294.660"]
["205","030801014009","铜管φ31.8",null,"1、名称：铜管\n2、规格：φ31.8\n3、连接方式：焊接","m",null,"271.400"]
["206","030801014010","铜管φ38.1",null,"1、名称：铜管\n2、规格：φ38.1\n3、连接方式：焊接","m",null,"406.160"]
["207","030802005001","铜管φ41.3",null,"1、名称：铜管\n2、规格：φ41.3\n3、连接方式：焊接","m",null,"78.990"]
["208","WB030817010001","管道系统吹扫",null,"1、管道系统吹扫\n2、吹扫气体速度不小于20m/s","m",null,"4413.360"]
["209","031208002007","管道绝热",null,"1、管道绝缘\n2、材质：橡塑海绵\n3、厚度：30mm\n4、其他未尽事宜详见施工图纸及说明","m3",null,"8.140"]
[]
["210","031208007003","防潮层、保护层",null,"1、保护层\n2、材质：铝皮\n3、厚度：0.8mm","m2",null,"16.550"]
[]
[{"$nulls":3},"测评合格编号:2021JS-02【新点造价软件V10.0安徽版】"]
["E.1 分部分项工程量清单计价表"]
["工程名称：01生产车间",{"$nulls":5},"标段：",{"$nulls":4},"第38页 共38页"]
["序号","项目编码","项目名称",null,"项目特征描述","计量\n单位",null,"工程量","金额（元）"]
[{"$nulls":8},"综合单价","合价","其中"]
[{"$nulls":10},"定额\n人工费",null,"定额\n机械费","暂估价"]
["211","ZB030701001001","分歧器",null,"1、名称：分歧器\n2、材质：铜\n3、其他未尽事宜详见施工图纸及说明","个",null,"164.000"]
["212","030411003001","防腐桥架600*450",null,"1、名称：防腐桥架\n2、规格：600*450\n3、其他未尽事宜详见施工图纸及说明","m",null,"113.750"]
[]
["213","030413001001","铁构件",null,"1、桥架支架制作与安装","t",null,"0.328"]
["214","031002001001","管道支吊架制作与安装",null,"1、管道支吊架制作与安装\n2、除锈后刷防锈漆两遍，色漆两遍","kg",null,"15204.800"]
[null,null,"分部小计",{"$nulls":4},""]
["215","031301017001","脚手架搭拆",null,"1、脚手架搭拆费","项",null,"1.000"]
["216","WB031301002001","操作高度增加费",null,"1、操作高度增加费","项",null,"1.000"]
["217","ZB031301012001","工程系统检测、检验",null,"工程系统检测、检验","项",null,"1.000"]
{"$rows_empty":21}
[{"$nulls":3},"测评合格编号:2021JS-02【新点造价软件V10.0安徽版】"]

{"sheet":"3.2 附录F 措施项目清单计价表","index":1,"n_rows":44,"n_cols":9,"rows_kept":44,"merged":[[0,0,0,8],[1,0,1,3],[1,4,1,6],[1,7,1,8],[2,1,2,2],[2,3,2,4],[2,6,2,7],[3,1,3,2],[3,3,3,4],[3,6,3,7],[4,1,4,2],[4,3,4,4],[4,6,4,7],[5,1,5,2],[5,3,5,4],[5,6,5,7],[6,1,6,2],[6,3,6,4],[6,6,6,7],[7,1,7,2],[7,3,7,4],[7,6,7,7],[8,1,8,2],[8,3,8,4],[8,6,8,7],[9,1,9,2],[9,3,9,4],[9,6,9,7],[10,1,10,2],[10,3,10,4],[10,6,10,7],[11,1,11,2],[11,3,11,4],[11,6,11,7],[12,1,12,2],[12,3,12,4],[12,6,12,7],[13,1,13,2],[13,3,13,4],[13,6,13,7],[14,1,14,2],[14,3,14,4],[14,6,14,7],[15,1,15,2],[15,3,15,4],[15,6,15,7],[16,1,16,2],[16,3,16,4],[16,6,16,7],[17,1,17,2],[17,3,17,4],[17,6,17,7],[18,1,18,2],[18,3,18,4],[18,6,18,7],[19,1,19,2],[19,3,19,4],[19,6,19,7],[20,1,20,2],[20,3,20,4],[20,6,20,7],[21,1,21,2],[21,3,21,4],[21,6,21,7],[22,1,22,2],[22,3,22,4],[22,6,22,7],[23,1,23,2],[23,3,23,4],[23,6,23,7],[24,1,24,2],[24,3,24,4],[24,6,24,7],[25,1,25,2],[25,3,25,4],[25,6,25,7],[26,1,26,2],[26,3,26,4],[26,6,26,7],[27,1,27,2],[27,3,27,4],[27,6,27,7],[28,1,28,2],[28,3,28,4],[28,6,28,7],[29,1,29,2],[29,3,29,4],[29,6,29,7],[30,1,30,2],[30,3,30,4],[30,6,30,7],[31,1,31,2],[31,3,31,4],[31,6,31,7],[32,1,32,2],[32,3,32,4],[32,6,32,7],[33,1,33,2],[33,3,33,4],[33,6,33,7],[34,1,34,2],[34,3,34,4],[34,6,34,7],[35,1,35,2],[35,3,35,4],[35,6,35,7],[36,1,36,2],[36,3,36,4],[36,6,36,7],[37,1,37,2],[37,3,37,4],[37,6,37,7],[38,1,38,2],[38,3,38,4],[38,6,38,7],[39,1,39,2],[39,3,39,4],[39,6,39,7],[40,1,40,2],[40,3,40,4],[40,6,40,7],[41,0,41,7],[43,2,43,8]],"flags":["formulas_cached_only"]}
["附录F 措施项目清单与计价表"]
["工程名称：01生产车间",{"$nulls":3},"标段：",null,null,"第1页 共1页"]
["序号","项目编码",null,"项目名称",null,"计算基础","费率（%）",null,"金额（元）"]
["1","JC-01",null,"夜间施工增加费",null,null,"0.500"]
["2","JC-02",null,"二次搬运费",null,null,"1.000"]
["3","JC-03",null,"冬雨季施工增加费",null,null,"0.800"]
["4","JC-04",null,"已完工程及设备保护费",null,null,"0.100"]
["5","JC-05",null,"工程定位复测费",null,null,"1.000"]
["6","JC-06",null,"非夜间施工照明费",null,null,""]
["7","JC-07",null,"临时保护设施费",null,null,"0.200"]
["8","JC-08",null,"赶工措施费",null,null,""]
{"$rows_empty":30}
["合   计",{"$nulls":7},""]
[]
[null,null,"测评合格编号:2021JS-02【新点造价软件V10.0安徽版】"]

{"sheet":"3.3 附录G 不可竞争项目清单与计价表","index":2,"n_rows":44,"n_cols":9,"rows_kept":44,"merged":[[0,0,0,8],[1,0,1,3],[1,4,1,6],[1,7,1,8],[2,1,2,2],[2,3,2,4],[2,6,2,7],[3,1,3,2],[3,3,3,4],[3,6,3,7],[4,1,4,2],[4,3,4,4],[4,6,4,7],[5,1,5,2],[5,3,5,4],[5,6,5,7],[6,1,6,2],[6,3,6,4],[6,6,6,7],[7,1,7,2],[7,3,7,4],[7,6,7,7],[8,1,8,2],[8,3,8,4],[8,6,8,7],[9,1,9,2],[9,3,9,4],[9,6,9,7],[10,1,10,2],[10,3,10,4],[10,6,10,7],[11,1,11,2],[11,3,11,4],[11,6,11,7],[12,1,12,2],[12,3,12,4],[12,6,12,7],[13,1,13,2],[13,3,13,4],[13,6,13,7],[14,1,14,2],[14,3,14,4],[14,6,14,7],[15,1,15,2],[15,3,15,4],[15,6,15,7],[16,1,16,2],[16,3,16,4],[16,6,16,7],[17,1,17,2],[17,3,17,4],[17,6,17,7],[18,1,18,2],[18,3,18,4],[18,6,18,7],[19,1,19,2],[19,3,19,4],[19,6,19,7],[20,1,20,2],[20,3,20,4],[20,6,20,7],[21,1,21,2],[21,3,21,4],[21,6,21,7],[22,1,22,2],[22,3,22,4],[22,6,22,7],[23,1,23,2],[23,3,23,4],[23,6,23,7],[24,1,24,2],[24,3,24,4],[24,6,24,7],[25,1,25,2],[25,3,25,4],[25,6,25,7],[26,1,26,2],[26,3,26,4],[26,6,26,7],[27,1,27,2],[27,3,27,4],[27,6,27,7],[28,1,28,2],[28,3,28,4],[28,6,28,7],[29,1,29,2],[29,3,29,4],[29,6,29,7],[30,1,30,2],[30,3,30,4],[30,6,30,7],[31,1,31,2],[31,3,31,4],[31,6,31,7],[32,1,32,2],[32,3,32,4],[32,6,32,7],[33,1,33,2],[33,3,33,4],[33,6,33,7],[34,1,34,2],[34,3,34,4],[34,6,34,7],[35,1,35,2],[35,3,35,4],[35,6,35,7],[36,1,36,2],[36,3,36,4],[36,6,36,7],[37,1,37,2],[37,3,37,4],[37,6,37,7],[38,1,38,2],[38,3,38,4],[38,6,38,7],[39,1,39,2],[39,3,39,4],[39,6,39,7],[40,1,40,2],[40,3,40,4],[40,6,40,7],[41,0,41,7],[43,2,43,8]],"flags":["formulas_cached_only"]}
["附录G 不可竞争项目清单与计价表"]
["工程名称：01生产车间",{"$nulls":3},"标段：",null,null,"第1页 共1页"]
["序号","项目编码",null,"项目名称",null,"计算基数","费率（%）",null,"金额（元）"]
["1","JF-01",null,"环境保护费",null,null,"3.280"]
["2","JF-02",null,"文明施工费",null,null,"5.120"]
["3","JF-03",null,"安全施工费",null,null,"4.130"]
["4","JF-04",null,"临时设施费",null,null,"8.100"]
["5","JF-05",null,"环境保护税",null,null,""]
{"$rows_empty":33}
["合   计",{"$nulls":7},""]
[]
[null,null,"测评合格编号:2021JS-02【新点造价软件V10.0安徽版】"]

{"sheet":"3.4 H.1 其他项目清单与计价汇总表","index":3,"n_rows":44,"n_cols":6,"rows_kept":44,"merged":[[0,0,0,5],[1,0,1,2],[1,3,1,4],[2,1,2,3],[2,4,2,5],[3,1,3,3],[3,4,3,5],[4,1,4,3],[4,4,4,5],[5,1,5,3],[5,4,5,5],[6,1,6,3],[6,4,6,5],[7,1,7,3],[7,4,7,5],[8,1,8,3],[8,4,8,5],[9,1,9,3],[9,4,9,5],[10,1,10,3],[10,4,10,5],[11,1,11,3],[11,4,11,5],[12,1,12,3],[12,4,12,5],[13,1,13,3],[13,4,13,5],[14,1,14,3],[14,4,14,5],[15,1,15,3],[15,4,15,5],[16,1,16,3],[16,4,16,5],[17,1,17,3],[17,4,17,5],[18,1,18,3],[18,4,18,5],[19,1,19,3],[19,4,19,5],[20,1,20,3],[20,4,20,5],[21,1,21,3],[21,4,21,5],[22,1,22,3],[22,4,22,5],[23,1,23,3],[23,4,23,5],[24,1,24,3],[24,4,24,5],[25,1,25,3],[25,4,25,5],[26,1,26,3],[26,4,26,5],[27,1,27,3],[27,4,27,5],[28,1,28,3],[28,4,28,5],[29,1,29,3],[29,4,29,5],[30,1,30,3],[30,4,30,5],[31,1,31,3],[31,4,31,5],[32,1,32,3],[32,4,32,5],[33,1,33,3],[33,4,33,5],[34,1,34,3],[34,4,34,5],[35,1,35,3],[35,4,35,5],[36,1,36,3],[36,4,36,5],[37,1,37,3],[37,4,37,5],[38,1,38,3],[38,4,38,5],[39,1,39,3],[39,4,39,5],[40,1,40,3],[40,4,40,5],[41,0,41,3],[41,4,41,5],[43,2,43,5]],"flags":["formulas_cached_only"]}
["H.1 其他项目清单与计价汇总表"]
["工程名称：01生产车间",null,null,"标段：",null,"第1页 共1页"]
["序号","项目名称",null,null,"金额(元)"]
["1","暂列金额",null,null,""]
["2","专业工程暂估价",null,null,"20000.00"]
["3","计日工",null,null,""]
["4","总承包服务费",null,null,""]
{"$rows_empty":34}
["合  计",{"$nulls":3},"20000.00"]
[]
[null,null,"测评合格编号:2021JS-02【新点造价软件V10.0安徽版】"]

{"sheet":"3.5 H.3 专业工程暂估价计价表","index":4,"n_rows":45,"n_cols":8,"rows_kept":45,"merged":[[0,0,0,7],[1,0,1,3],[1,4,1,5],[1,6,1,7],[2,1,2,2],[2,3,2,4],[2,5,2,6],[3,1,3,2],[3,3,3,4],[3,5,3,6],[4,1,4,2],[4,3,4,4],[4,5,4,6],[5,1,5,2],[5,3,5,4],[5,5,5,6],[6,1,6,2],[6,3,6,4],[6,5,6,6],[7,1,7,2],[7,3,7,4],[7,5,7,6],[8,1,8,2],[8,3,8,4],[8,5,8,6],[9,1,9,2],[9,3,9,4],[9,5,9,6],[10,1,10,2],[10,3,10,4],[10,5,10,6],[11,1,11,2],[11,3,11,4],[11,5,11,6],[12,1,12,2],[12,3,12,4],[12,5,12,6],[13,1,13,2],[13,3,13,4],[13,5,13,6],[14,1,14,2],[14,3,14,4],[14,5,14,6],[15,1,15,2],[15,3,15,4],[15,5,15,6],[16,1,16,2],[16,3,16,4],[16,5,16,6],[17,1,17,2],[17,3,17,4],[17,5,17,6],[18,1,18,2],[18,3,18,4],[18,5,18,6],[19,1,19,2],[19,3,19,4],[19,5,19,6],[20,1,20,2],[20,3,20,4],[20,5,20,6],[21,1,21,2],[21,3,21,4],[21,5,21,6],[22,1,22,2],[22,3,22,4],[22,5,22,6],[23,1,23,2],[23,3,23,4],[23,5,23,6],[24,1,24,2],[24,3,24,4],[24,5,24,6],[25,1,25,2],[25,3,25,4],[25,5,25,6],[26,1,26,2],[26,3,26,4],[26,5,26,6],[27,1,27,2],[27,3,27,4],[27,5,27,6],[28,1,28,2],[28,3,28,4],[28,5,28,6],[29,1,29,2],[29,3,29,4],[29,5,29,6],[30,1,30,2],[30,3,30,4],[30,5,30,6],[31,1,31,2],[31,3,31,4],[31,5,31,6],[32,1,32,2],[32,3,32,4],[32,5,32,6],[33,1,33,2],[33,3,33,4],[33,5,33,6],[34,1,34,2],[34,3,34,4],[34,5,34,6],[35,1,35,2],[35,3,35,4],[35,5,35,6],[36,1,36,2],[36,3,36,4],[36,5,36,6],[37,1,37,2],[37,3,37,4],[37,5,37,6],[38,1,38,2],[38,3,38,4],[38,5,38,6],[39,1,39,2],[39,3,39,4],[39,5,39,6],[41,0,41,4],[41,5,41,6],[43,2,43,7],[44,0,44,7]],"flags":["formulas_cached_only"]}
["H.3 专业工程暂估价计价表"]
["工程名称：01生产车间",{"$nulls":3},"标段：",null,"第1页 共1页"]
["序号","工程名称",null,"工程内容",null,"金额(元)",null,"备注"]
["1",null,null,"管道固定支架",null,"20000.00"]
{"$rows_empty":37}
["合  计",{"$nulls":4},"20000.00"]
[]
[null,null,"测评合格编号:2021JS-02【新点造价软件V10.0安徽版】"]
["说明：此表中“金额”由招标人填写。投标时，投标人应按招标人所列金额计入投标总价中。结算时按合同约定结算金额填写。"]

{"sheet":"3.6 附录I 税金计价表","index":5,"n_rows":43,"n_cols":9,"rows_kept":43,"merged":[[0,0,0,8],[1,0,1,3],[1,4,1,5],[1,6,1,8],[2,1,2,2],[2,3,2,4],[2,5,2,6],[3,1,3,2],[3,3,3,4],[3,5,3,6],[4,1,4,2],[4,3,4,4],[4,5,4,6],[5,1,5,2],[5,3,5,4],[5,5,5,6],[6,1,6,2],[6,3,6,4],[6,5,6,6],[7,1,7,2],[7,3,7,4],[7,5,7,6],[8,1,8,2],[8,3,8,4],[8,5,8,6],[9,1,9,2],[9,3,9,4],[9,5,9,6],[10,1,10,2],[10,3,10,4],[10,5,10,6],[11,1,11,2],[11,3,11,4],[11,5,11,6],[12,1,12,2],[12,3,12,4],[12,5,12,6],[13,1,13,2],[13,3,13,4],[13,5,13,6],[14,1,14,2],[14,3,14,4],[14,5,14,6],[15,1,15,2],[15,3,15,4],[15,5,15,6],[16,1,16,2],[16,3,16,4],[16,5,16,6],[17,1,17,2],[17,3,17,4],[17,5,17,6],[18,1,18,2],[18,3,18,4],[18,5,18,6],[19,1,19,2],[19,3,19,4],[19,5,19,6],[20,1,20,2],[20,3,20,4],[20,5,20,6],[21,1,21,2],[21,3,21,4],[21,5,21,6],[22,1,22,2],[22,3,22,4],[22,5,22,6],[23,1,23,2],[23,3,23,4],[23,5,23,6],[24,1,24,2],[24,3,24,4],[24,5,24,6],[25,1,25,2],[25,3,25,4],[25,5,25,6],[26,1,26,2],[26,3,26,4],[26,5,26,6],[27,1,27,2],[27,3,27,4],[27,5,27,6],[28,1,28,2],[28,3,28,4],[28,5,28,6],[29,1,29,2],[29,3,29,4],[29,5,29,6],[30,1,30,2],[30,3,30,4],[30,5,30,6],[31,1,31,2],[31,3,31,4],[31,5,31,6],[32,1,32,2],[32,3,32,4],[32,5,32,6],[33,1,33,2],[33,3,33,4],[33,5,33,6],[34,1,34,2],[34,3,34,4],[34,5,34,6],[35,1,35,2],[35,3,35,4],[35,5,35,6],[36,1,36,2],[36,3,36,4],[36,5,36,6],[37,1,37,2],[37,3,37,4],[37,5,37,6],[38,1,38,2],[38,3,38,4],[38,5,38,6],[39,1,39,2],[39,3,39,4],[39,5,39,6],[40,0,40,7],[42,2,42,8]],"flags":["formulas_cached_only"]}
["附录I 税金计价表"]
["工程名称：01生产车间",{"$nulls":3},"标段：",null,"第1页 共1页"]
["序号","项目名称",null,"计算基础",null,"计算基数",null,"费率(％)","金额(元)"]
["1","增值税",null,"分部分项工程费+措施项目费+不可竞争费+其他项目费",{"$nulls":3},"9.000"]
{"$rows_empty":36}
["合  计",{"$nulls":7},""]
[]
[null,null,"测评合格编号:2021JS-02【新点造价软件V10.0安徽版】"]

{"sheet":"4.1 E.1 分部分项工程量清单计价表","index":6,"n_rows":345,"n_cols":14,"rows_kept":345,"merged":[[0,0,0,13],[1,0,1,5],[1,6,1,10],[1,11,1,13],[2,0,4,0],[2,1,4,1],[2,2,4,3],[2,4,4,4],[2,5,4,6],[2,7,4,7],[2,8,2,13],[3,8,4,8],[3,9,4,9],[3,10,3,13],[4,10,4,11],[5,2,5,4],[5,5,5,6],[5,10,5,11],[6,0,7,0],[6,1,7,1],[6,2,7,3],[6,4,7,4],[6,5,7,6],[6,7,7,7],[6,8,7,8],[6,9,7,9],[6,10,7,11],[6,12,7,12],[6,13,7,13],[8,0,9,0],[8,1,9,1],[8,2,9,3],[8,4,9,4],[8,5,9,6],[8,7,9,7],[8,8,9,8],[8,9,9,9],[8,10,9,11],[8,12,9,12],[8,13,9,13],[10,0,11,0],[10,1,11,1],[10,2,11,3],[10,4,11,4],[10,5,11,6],[10,7,11,7],[10,8,11,8],[10,9,11,9],[10,10,11,11],[10,12,11,12],[10,13,11,13],[12,0,13,0],[12,1,13,1],[12,2,13,3],[12,4,13,4],[12,5,13,6],[12,7,13,7],[12,8,13,8],[12,9,13,9],[12,10,13,11],[12,12,13,12],[12,13,13,13],[14,0,15,0],[14,1,15,1],[14,2,15,3],[14,4,15,4],[14,5,15,6],[14,7,15,7],[14,8,15,8],[14,9,15,9],[14,10,15,11],[14,12,15,12],[14,13,15,13],[16,2,16,3],[16,5,16,6],[16,10,16,11],[17,2,17,3],[17,5,17,6],[17,10,17,11],[18,2,18,3],[18,5,18,6],[18,10,18,11],[19,0,19,13],[20,3,20,13],[21,0,21,13],[22,0,22,5],[22,6,22,10],[22,11,22,13],[23,0,25,0],[23,1,25,1],[23,2,25,3],[23,4,25,4],[23,5,25,6],[23,7,25,7],[23,8,23,13],[24,8,25,8],[24,9,25,9],[24,10,24,13],[25,10,25,11],[26,0,27,0],[26,1,27,1],[26,2,27,3],[26,4,27,4],[26,5,27,6],[26,7,27,7],[26,8,27,8],[26,9,27,9],[26,10,27,11],[26,12,27,12],[26,13,27,13],[28,0,29,0],[28,1,29,1],[28,2,29,3],[28,4,29,4],[28,5,29,6],[28,7,29,7],[28,8,29,8],[28,9,29,9],[28,10,29,11],[28,12,29,12],[28,13,29,13],[30,0,31,0],[30,1,31,1],[30,2,31,3],[30,4,31,4],[30,5,31,6],[30,7,31,7],[30,8,31,8],[30,9,31,9],[30,10,31,11],[30,12,31,12],[30,13,31,13],[32,0,33,0],[32,1,33,1],[32,2,33,3],[32,4,33,4],[32,5,33,6],[32,7,33,7],[32,8,33,8],[32,9,33,9],[32,10,33,11],[32,12,33,12],[32,13,33,13],[34,0,36,0],[34,1,36,1],[34,2,36,3],[34,4,36,4],[34,5,36,6],[34,7,36,7],[34,8,36,8],[34,9,36,9],[34,10,36,11],[34,12,36,12],[34,13,36,13],[37,0,37,13],[39,3,39,13],[40,0,40,13],[41,0,41,5],[41,6,41,10],[41,11,41,13],[42,0,44,0],[42,1,44,1],[42,2,44,3],[42,4,44,4],[42,5,44,6],[42,7,44,7],[42,8,42,13],[43,8,44,8],[43,9,44,9],[43,10,43,13],[44,10,44,11],[45,0,47,0],[45,1,47,1],[45,2,47,3],[45,4,47,4],[45,5,47,6],[45,7,47,7],[45,8,47,8],[45,9,47,9],[45,10,47,11],[45,12,47,12],[45,13,47,13],[48,0,49,0],[48,1,49,1],[48,2,49,3],[48,4,49,4],[48,5,49,6],[48,7,49,7],[48,8,49,8],[48,9,49,9],[48,10,49,11],[48,12,49,12],[48,13,49,13],[50,0,51,0],[50,1,51,1],[50,2,51,3],[50,4,51,4],[50,5,51,6],[50,7,51,7],[50,8,51,8],[50,9,51,9],[50,10,51,11],[50,12,51,12],[50,13,51,13],[52,0,53,0],[52,1,53,1],[52,2,53,3],[52,4,53,4],[52,5,53,6],[52,7,53,7],[52,8,53,8],[52,9,53,9],[52,10,53,11],[52,12,53,12],[52,13,53,13],[54,2,54,3],[54,5,54,6],[54,10,54,11],[55,2,55,3],[55,5,55,6],[55,10,55,11],[56,0,56,13],[57,3,57,13],[58,0,58,13],[59,0,59,5],[59,6,59,10],[59,11,59,13],[60,0,62,0],[60,1,62,1],[60,2,62,3],[60,4,62,4],[60,5,62,6],[60,7,62,7],[60,8,60,13],[61,8,62,8],[61,9,62,9],[61,10,61,13],[62,10,62,11],[63,0,64,0],[63,1,64,1],[63,2,64,3],[63,4,64,4],[63,5,64,6],[63,7,64,7],[63,8,64,8],[63,9,64,9],[63,10,64,11],[63,12,64,12],[63,13,64,13],[65,0,66,0],[65,1,66,1],[65,2,66,3],[65,4,66,4],[65,5,66,6],[65,7,66,7],[65,8,66,8],[65,9,66,9],[65,10,66,11],[65,12,66,12],[65,13,66,13],[67,0,68,0],[67,1,68,1],[67,2,68,3],[67,4,68,4],[67,5,68,6],[67,7,68,7],[67,8,68,8],[67,9,68,9],[67,10,68,11],[67,12,68,12],[67,13,68,13],[69,0,70,0],[69,1,70,1],[69,2,70,3],[69,4,70,4],[69,5,70,6],[69,7,70,7],[69,8,70,8],[69,9,70,9],[69,10,70,11],[69,12,70,12],[69,13,70,13],[71,2,71,3],[71,5,71,6],[71,10,71,11],[72,2,72,3],[72,5,72,6],[72,10,72,11],[73,2,73,3],[73,5,73,6],[73,10,73,11],[74,2,74,3],[74,5,74,6],[74,10,74,11],[75,2,75,3],[75,5,75,6],[75,10,75,11],[76,0,76,13],[78,3,78,13],[79,0,79,13],[80,0,80,5],[80,6,80,10],[80,11,80,13],[81,0,83,0],[81,1,83,1],[81,2,83,3],[81,4,83,4],[81,5,83,6],[81,7,83,7],[81,8,81,13],[82,8,83,8],[82,9,83,9],[82,10,82,13],[83,10,83,11],[84,0,86,0],[84,1,86,1],[84,2,86,3],[84,4,86,4],[84,5,86,6],[84,7,86,7],[84,8,86,8],[84,9,86,9],[84,10,86,11],[84,12,86,12],[84,13,86,13],[87,0,89,0],[87,1,89,1],[87,2,89,3],[87,4,89,4],[87,5,89,6],[87,7,89,7],[87,8,89,8],[87,9,89,9],[87,10,89,11],[87,12,89,12],[87,13,89,13],[90,2,90,3],[90,5,90,6],[90,10,90,11],[91,2,91,3],[91,5,91,6],[91,10,91,11],[92,2,92,3],[92,5,92,6],[92,10,92,11],[93,2,93,3],[93,5,93,6],[93,10,93,11],[94,2,94,3],[94,5,94,6],[94,10,94,11],[95,2,95,3],[95,5,95,6],[95,10,95,11],[96,2,96,3],[96,5,96,6],[96,10,96,11],[97,2,97,3],[97,5,97,6],[97,10,97,11],[98,2,98,3],[98,5,98,6],[98,10,98,11],[99,2,99,3],[99,5,99,6],[99,10,99,11],[100,2,100,3],[100,5,100,6],[100,10,100,11],[101,2,101,3],[101,5,101,6],[101,10,101,11],[102,2,102,3],[102,5,102,6],[102,10,102,11],[103,2,103,3],[103,5,103,6],[103,10,103,11],[104,2,104,3],[104,5,104,6],[104,10,104,11],[105,2,105,3],[105,5,105,6],[105,10,105,11],[106,2,106,3],[106,5,106,6],[106,10,106,11],[107,2,107,3],[107,5,107,6],[107,10,107,11],[108,0,108,13],[109,3,109,13],[110,0,110,13],[111,0,111,5],[111,6,111,10],[111,11,111,13],[112,0,114,0],[112,1,114,1],[112,2,114,3],[112,4,114,4],[112,5,114,6],[112,7,114,7],[112,8,112,13],[113,8,114,8],[113,9,114,9],[113,10,113,13],[114,10,114,11],[115,0,121,0],[115,1,121,1],[115,2,121,3],[115,4,121,4],[115,5,121,6],[115,7,121,7],[115,8,121,8],[115,9,121,9],[115,10,121,11],[115,12,121,12],[115,13,121,13],[122,0,123,0],[122,1,123,1],[122,2,123,3],[122,4,123,4],[122,5,123,6],[122,7,123,7],[122,8,123,8],[122,9,123,9],[122,10,123,11],[122,12,123,12],[122,13,123,13],[124,2,124,3],[124,5,124,6],[124,10,124,11],[125,2,125,3],[125,5,125,6],[125,10,125,11],[126,2,126,3],[126,5,126,6],[126,10,126,11],[127,2,127,3],[127,5,127,6],[127,10,127,11],[128,0,128,13],[129,0,129,13],[130,0,130,5],[130,6,130,10],[130,11,130,13],[131,0,133,0],[131,1,133,1],[131,2,133,3],[131,4,133,4],[131,5,133,6],[131,7,133,7],[131,8,131,13],[132,8,133,8],[132,9,133,9],[132,10,132,13],[133,10,133,11],[134,2,134,3],[134,5,134,6],[134,10,134,11],[135,2,135,4],[135,5,135,6],[135,10,135,11],[136,2,136,4],[136,5,136,6],[136,10,136,11],[137,0,139,0],[137,1,139,1],[137,2,139,3],[137,4,139,4],[137,5,139,6],[137,7,139,7],[137,8,139,8],[137,9,139,9],[137,10,139,11],[137,12,139,12],[137,13,139,13],[140,0,142,0],[140,1,142,1],[140,2,142,3],[140,4,142,4],[140,5,142,6],[140,7,142,7],[140,8,142,8],[140,9,142,9],[140,10,142,11],[140,12,142,12],[140,13,142,13],[143,0,145,0],[143,1,145,1],[143,2,145,3],[143,4,145,4],[143,5,145,6],[143,7,145,7],[143,8,145,8],[143,9,145,9],[143,10,145,11],[143,12,145,12],[143,13,145,13],[146,0,146,13],[147,3,147,13],[148,0,148,13],[149,0,149,5],[149,6,149,10],[149,11,149,13],[150,0,152,0],[150,1,152,1],[150,2,152,3],[150,4,152,4],[150,5,152,6],[150,7,152,7],[150,8,150,13],[151,8,152,8],[151,9,152,9],[151,10,151,13],[152,10,152,11],[153,0,155,0],[153,1,155,1],[153,2,155,3],[153,4,155,4],[153,5,155,6],[153,7,155,7],[153,8,155,8],[153,9,155,9],[153,10,155,11],[153,12,155,12],[153,13,155,13],[156,0,158,0],[156,1,158,1],[156,2,158,3],[156,4,158,4],[156,5,158,6],[156,7,158,7],[156,8,158,8],[156,9,158,9],[156,10,158,11],[156,12,158,12],[156,13,158,13],[159,0,161,0],[159,1,161,1],[159,2,161,3],[159,4,161,4],[159,5,161,6],[159,7,161,7],[159,8,161,8],[159,9,161,9],[159,10,161,11],[159,12,161,12],[159,13,161,13],[162,2,162,3],[162,5,162,6],[162,10,162,11],[163,2,163,3],[163,5,163,6],[163,10,163,11],[164,2,164,3],[164,5,164,6],[164,10,164,11],[165,2,165,3],[165,5,165,6],[165,10,165,11],[166,2,166,3],[166,5,166,6],[166,10,166,11],[167,0,167,13],[168,3,168,13],[169,0,169,13],[170,0,170,5],[170,6,170,10],[170,11,170,13],[171,0,173,0],[171,1,173,1],[171,2,173,3],[171,4,173,4],[171,5,173,6],[171,7,173,7],[171,8,171,13],[172,8,173,8],[172,9,173,9],[172,10,172,13],[173,10,173,11],[174,0,175,0],[174,1,175,1],[174,2,175,3],[174,4,175,4],[174,5,175,6],[174,7,175,7],[174,8,175,8],[174,9,175,9],[174,10,175,11],[174,12,175,12],[174,13,175,13],[176,2,176,3],[176,5,176,6],[176,10,176,11],[177,0,178,0],[177,1,178,1],[177,2,178,3],[177,4,178,4],[177,5,178,6],[177,7,178,7],[177,8,178,8],[177,9,178,9],[177,10,178,11],[177,12,178,12],[177,13,178,13],[179,0,180,0],[179,1,180,1],[179,2,180,3],[179,4,180,4],[179,5,180,6],[179,7,180,7],[179,8,180,8],[179,9,180,9],[179,10,180,11],[179,12,180,12],[179,13,180,13],[181,0,182,0],[181,1,182,1],[181,2,182,3],[181,4,182,4],[181,5,182,6],[181,7,182,7],[181,8,182,8],[181,9,182,9],[181,10,182,11],[181,12,182,12],[181,13,182,13],[183,0,184,0],[183,1,184,1],[183,2,184,3],[183,4,184,4],[183,5,184,6],[183,7,184,7],[183,8,184,8],[183,9,184,9],[183,10,184,11],[183,12,184,12],[183,13,184,13],[185,0,186,0],[185,1,186,1],[185,2,186,3],[185,4,186,4],[185,5,186,6],[185,7,186,7],[185,8,186,8],[185,9,186,9],[185,10,186,11],[185,12,186,12],[185,13,186,13],[187,2,187,3],[187,5,187,6],[187,10,187,11],[188,2,188,3],[188,5,188,6],[188,10,188,11],[189,2,189,3],[189,5,189,6],[189,10,189,11],[190,2,190,3],[190,5,190,6],[190,10,190,11],[191,0,191,13],[192,3,192,13],[193,0,193,13],[194,0,194,5],[194,6,194,10],[194,11,194,13],[195,0,197,0],[195,1,197,1],[195,2,197,3],[195,4,197,4],[195,5,197,6],[195,7,197,7],[195,8,195,13],[196,8,197,8],[196,9,197,9],[196,10,196,13],[197,10,197,11],[198,0,199,0],[198,1,199,1],[198,2,199,3],[198,4,199,4],[198,5,199,6],[198,7,199,7],[198,8,199,8],[198,9,199,9],[198,10,199,11],[198,12,199,12],[198,13,199,13],[200,0,201,0],[200,1,201,1],[200,2,201,3],[200,4,201,4],[200,5,201,6],[200,7,201,7],[200,8,201,8],[200,9,201,9],[200,10,201,11],[200,12,201,12],[200,13,201,13],[202,0,203,0],[202,1,203,1],[202,2,203,3],[202,4,203,4],[202,5,203,6],[202,7,203,7],[202,8,203,8],[202,9,203,9],[202,10,203,11],[202,12,203,12],[202,13,203,13],[204,0,205,0],[204,1,205,1],[204,2,205,3],[204,4,205,4],[204,5,205,6],[204,7,205,7],[204,8,205,8],[204,9,205,9],[204,10,205,11],[204,12,205,12],[204,13,205,13],[206,0,207,0],[206,1,207,1],[206,2,207,3],[206,4,207,4],[206,5,207,6],[206,7,207,7],[206,8,207,8],[206,9,207,9],[206,10,207,11],[206,12,207,12],[206,13,207,13],[208,0,209,0],[208,1,209,1],[208,2,209,3],[208,4,209,4],[208,5,209,6],[208,7,209,7],[208,8,209,8],[208,9,209,9],[208,10,209,11],[208,12,209,12],[208,13,209,13],[210,0,211,0],[210,1,211,1],[210,2,211,3],[210,4,211,4],[210,5,211,6],[210,7,211,7],[210,8,211,8],[210,9,211,9],[210,10,211,11],[210,12,211,12],[210,13,211,13],[212,2,212,3],[212,5,212,6],[212,10,212,11],[213,0,213,13],[215,3,215,13],[216,0,216,13],[217,0,217,5],[217,6,217,10],[217,11,217,13],[218,0,220,0],[218,1,220,1],[218,2,220,3],[218,4,220,4],[218,5,220,6],[218,7,220,7],[218,8,218,13],[219,8,220,8],[219,9,220,9],[219,10,219,13],[220,10,220,11],[221,0,222,0],[221,1,222,1],[221,2,222,3],[221,4,222,4],[221,5,222,6],[221,7,222,7],[221,8,222,8],[221,9,222,9],[221,10,222,11],[221,12,222,12],[221,13,222,13],[223,0,224,0],[223,1,224,1],[223,2,224,3],[223,4,224,4],[223,5,224,6],[223,7,224,7],[223,8,224,8],[223,9,224,9],[223,10,224,11],[223,12,224,12],[223,13,224,13],[225,0,226,0],[225,1,226,1],[225,2,226,3],[225,4,226,4],[225,5,226,6],[225,7,226,7],[225,8,226,8],[225,9,226,9],[225,10,226,11],[225,12,226,12],[225,13,226,13],[227,0,228,0],[227,1,228,1],[227,2,228,3],[227,4,228,4],[227,5,228,6],[227,7,228,7],[227,8,228,8],[227,9,228,9],[227,10,228,11],[227,12,228,12],[227,13,228,13],[229,0,230,0],[229,1,230,1],[229,2,230,3],[229,4,230,4],[229,5,230,6],[229,7,230,7],[229,8,230,8],[229,9,230,9],[229,10,230,11],[229,12,230,12],[229,13,230,13],[231,2,231,3],[231,5,231,6],[231,10,231,11],[232,2,232,3],[232,5,232,6],[232,10,232,11],[233,2,233,3],[233,5,233,6],[233,10,233,11],[234,2,234,3],[234,5,234,6],[234,10,234,11],[235,2,235,3],[235,5,235,6],[235,10,235,11],[236,0,236,13],[237,3,237,13],[238,0,238,13],[239,0,239,5],[239,6,239,10],[239,11,239,13],[240,0,242,0],[240,1,242,1],[240,2,242,3],[240,4,242,4],[240,5,242,6],[240,7,242,7],[240,8,240,13],[241,8,242,8],[241,9,242,9],[241,10,241,13],[242,10,242,11],[243,0,244,0],[243,1,244,1],[243,2,244,3],[243,4,244,4],[243,5,244,6],[243,7,244,7],[243,8,244,8],[243,9,244,9],[243,10,244,11],[243,12,244,12],[243,13,244,13],[245,0,246,0],[245,1,246,1],[245,2,246,3],[245,4,246,4],[245,5,246,6],[245,7,246,7],[245,8,246,8],[245,9,246,9],[245,10,246,11],[245,12,246,12],[245,13,246,13],[247,0,248,0],[247,1,248,1],[247,2,248,3],[247,4,248,4],[247,5,248,6],[247,7,248,7],[247,8,248,8],[247,9,248,9],[247,10,248,11],[247,12,248,12],[247,13,248,13],[249,0,250,0],[249,1,250,1],[249,2,250,3],[249,4,250,4],[249,5,250,6],[249,7,250,7],[249,8,250,8],[249,9,250,9],[249,10,250,11],[249,12,250,12],[249,13,250,13],[251,0,252,0],[251,1,252,1],[251,2,252,3],[251,4,252,4],[251,5,252,6],[251,7,252,7],[251,8,252,8],[251,9,252,9],[251,10,252,11],[251,12,252,12],[251,13,252,13],[253,2,253,3],[253,5,253,6],[253,10,253,11],[254,0,254,13],[255,3,255,13],[256,0,256,13],[257,0,257,5],[257,6,257,10],[257,11,257,13],[258,0,260,0],[258,1,260,1],[258,2,260,3],[258,4,260,4],[258,5,260,6],[258,7,260,7],[258,8,258,13],[259,8,260,8],[259,9,260,9],[259,10,259,13],[260,10,260,11],[261,0,262,0],[261,1,262,1],[261,2,262,3],[261,4,262,4],[261,5,262,6],[261,7,262,7],[261,8,262,8],[261,9,262,9],[261,10,262,11],[261,12,262,12],[261,13,262,13],[263,0,264,0],[263,1,264,1],[263,2,264,3],[263,4,264,4],[263,5,264,6],[263,7,264,7],[263,8,264,8],[263,9,264,9],[263,10,264,11],[263,12,264,12],[263,13,264,13],[265,0,266,0],[265,1,266,1],[265,2,266,3],[265,4,266,4],[265,5,266,6],[265,7,266,7],[265,8,266,8],[265,9,266,9],[265,10,266,11],[265,12,266,12],[265,13,266,13],[267,0,268,0],[267,1,268,1],[267,2,268,3],[267,4,268,4],[267,5,268,6],[267,7,268,7],[267,8,268,8],[267,9,268,9],[267,10,268,11],[267,12,268,12],[267,13,268,13],[269,0,270,0],[269,1,270,1],[269,2,270,3],[269,4,270,4],[269,5,270,6],[269,7,270,7],[269,8,270,8],[269,9,270,9],[269,10,270,11],[269,12,270,12],[269,13,270,13],[271,2,271,4],[271,5,271,6],[271,10,271,11],[272,2,272,4],[272,5,272,6],[272,10,272,11],[273,2,273,3]],"merged_total":1238,"flags":["formulas_cached_only","merged_cut"]}
["E.1 分部分项工程量清单计价表"]
["工程名称：02生活配套",{"$nulls":5},"标段：",{"$nulls":4},"第1页 共16页"]
["序号","项目编码","项目名称",null,"项目特征描述","计量\n单位",null,"工程量","金额（元）"]
[{"$nulls":8},"综合单价","合价","其中"]
[{"$nulls":10},"定额\n人工费",null,"定额\n机械费","暂估价"]
[null,"001","空调设备",{"$nulls":4},""]
["1","030701004001","风冷热泵式多联机",null,"1．名称：风冷热泵式多联机\n2．型号：薄型风管式AC-3\n3．规格：空气流量570m/h3，机外静压30Pa,制冷量3.6KW，制热量4KW，电力0.049KW","台",null,"7.000"]
[]
["2","030701004002","风冷热泵式多联机",null,"1．名称：风冷热泵式多联机\n2．型号：薄型风管式AC-5\n3．规格：空气流量1020m/h3，机外静压30Pa,制冷量5.6KW，制热量6.3KW，电力0.1KW","台",null,"3.000"]
[]
["3","030701004003","风冷热泵式多联机",null,"1．名称：风冷热泵式多联机\n2．型号：薄型风管式AC-6\n3．规格：空气流量1145m/h3，机外静压30Pa,制冷量7.1KW，制热量8KW，电力0.11KW","台",null,"16.000"]
[]
["4","030701004004","风冷热泵式多联机",null,"1．名称：风冷热泵式多联机\n2．型号：薄型风管式AC-7\n3．规格：空气流量1355m/h3，机外静压50Pa,制冷量8KW，制热量9KW，电力0.11KW","台",null,"5.000"]
[]
["5","030701004005","风冷热泵式多联机",null,"1．名称：风冷热泵式多联机\n2．型号：薄型风管式AC-8\n3．规格：空气流量1420m/h3，机外静压50Pa,制冷量9KW，制热量10KW，电力0.11KW","台",null,"8.000"]
[]
[]
[]
[]
[]
[{"$nulls":3},"测评合格编号:2021JS-02【新点造价软件V10.0安徽版】"]
["E.1 分部分项工程量清单计价表"]
["工程名称：02生活配套",{"$nulls":5},"标段：",{"$nulls":4},"第2页 共16页"]
["序号","项目编码","项目名称",null,"项目特征描述","计量\n单位",null,"工程量","金额（元）"]
[{"$nulls":8},"综合单价","合价","其中"]
[{"$nulls":10},"定额\n人工费",null,"定额\n机械费","暂估价"]
["6","030701004006","风冷热泵式多联机",null,"1．名称：风冷热泵式多联机\n2．型号：薄型风管式AC-10\n3．规格：空气流量1950m/h3，机外静压50Pa,制冷量11.2KW，制热量12.5KW，电力0.12KW","台",null,"22.000"]
[]
["7","030701004007","风冷热泵式多联机",null,"1．名称：风冷热泵式多联机\n2．型号：两面出风嵌入式AC-11\n3．规格：空气流量654m/h3，制冷量2.2KW，制热量2.6KW，电力0.043KW","台",null,"7.000"]
[]
["8","030701004008","风冷热泵式多联机",null,"1．名称：风冷热泵式多联机\n2．型号：两面出风嵌入式AC-12\n3．规格：空气流量725m/h3，制冷量3.6KW，制热量4KW，电力0.048KW","台",null,"12.000"]
[]
["9","030701004009","风冷热泵式多联机",null,"1．名称：风冷热泵式多联机\n2．型号：两面出风嵌入式AC-13\n3．规格：空气流量1200m/h3，制冷量7.1KW，制热量8KW，电力0.11KW","台",null,"6.000"]
[]
["10","030701003001","风冷式分体空调机（挂机）",null,"1．名称：风冷式分体空调机\n2．型号：分体空调器 SAC-2-A\n3．规格：制冷量4.6KW，制热量6.3KW，电力1.22KW\n4.所有内机均随机配供线控器、冷凝水提升泵、冷媒管、保温管套、减振垫及所有控制线\n5．安装形式：壁挂式","台",null,"39.000"]
[]
[]
[]
[]
[{"$nulls":3},"测评合格编号:2021JS-02【新点造价软件V10.0安徽版】"]
["E.1 分部分项工程量清单计价表"]
["工程名称：02生活配套",{"$nulls":5},"标段：",{"$nulls":4},"第3页 共16页"]
["序号","项目编码","项目名称",null,"项目特征描述","计量\n单位",null,"工程量","金额（元）"]
[{"$nulls":8},"综合单价","合价","其中"]
[{"$nulls":10},"定额\n人工费",null,"定额\n机械费","暂估价"]
["11","030701003002","风冷式分体空调机（挂机）",null,"1．名称：风冷式分体空调机\n2．型号：分体空调器 SAC-2-B\n3．规格：制冷量7.36KW，制热量10KW，电力1.95KW\n4.所有内机均随机配供线控器、冷凝水提升泵、冷媒管、保温管套、减振垫及所有控制线\n5．安装形式：壁挂式","台",null,"15.000"]
[]
[]
["12","WB030701001001","风冷热泵式多联机组",null,"1．名称：风冷热泵式多联机组R-2-1（自带控制箱）\n2．规格：尺寸：≤1800*1500*900mm，重量：≤350kg\n3．制冷量：45KW，制热量：50KW，电力：13.5KW","台",null,"1.000"]
[]
["13","WB030701001002","风冷热泵式多联机组",null,"1．名称：风冷热泵式多联机组R-2-2（自带控制箱）\n2．规格：尺寸：≤1800*2200*800mm，重量：≤500kg\n3．制冷量：68.5KW，制热量：75KW，电力：18.5KW","台",null,"1.000"]
[]
["14","WB030701001003","风冷热泵式多联机组",null,"1．名称：风冷热泵式多联机组R-2-3（自带控制箱）\n2．规格：尺寸：≤1800*3000*800mm，重量：≤700kg\n3．制冷量：111.9KW，制热量：125.5KW，电力：31.5KW","台",null,"1.000"]
[]
[]
[]
[]
[{"$nulls":3},"测评合格编号:2021JS-02【新点造价软件V10.0安徽版】"]
["E.1 分部分项工程量清单计价表"]
["工程名称：02生活配套",{"$nulls":5},"标段：",{"$nulls":4},"第4页 共16页"]
["序号","项目编码","项目名称",null,"项目特征描述","计量\n单位",null,"工程量","金额（元）"]
[{"$nulls":8},"综合单价","合价","其中"]
[{"$nulls":10},"定额\n人工费",null,"定额\n机械费","暂估价"]
["15","WB030701001004","风冷热泵式多联机组",null,"1．名称：风冷热泵式多联机组R-2-5（自带控制箱）\n2．规格：尺寸：≤1800*2500*800mm，重量：≤600kg\n3．制冷量：85KW，制热量：95KW，电力：20.6KW","台",null,"1.000"]
[]
["16","WB030701001005","风冷热泵式多联机组",null,"1．名称：风冷热泵式多联机组R-2-6（自带控制箱）\n2．规格：尺寸：≤1800*3000*800mm，重量：≤650kg\n3．制冷量：101KW，制热量：112KW，电力：27.8KW","台",null,"1.000"]
[]
["17","WB030701001006","风冷热泵式多联机组",null,"1．名称：风冷热泵式多联机组R-2-7（自带控制箱）\n2．规格：尺寸：≤1800*1000*900mm，重量：≤250kg\n3．制冷量：33.5KW，制热量：37.5KW，电力：8.1KW","台",null,"1.000"]
[]
["18","WB030701001007","风冷热泵式多联机组",null,"1．名称：风冷热泵式多联机组R-2-8（自带控制箱）\n2．规格：尺寸：≤1800*1500*900mm，重量：≤350kg\n3．制冷量：50.4KW，制热量：56.5KW，电力：13.7KW","台",null,"1.000"]
{"$rows_empty":8}
[{"$nulls":3},"测评合格编号:2021JS-02【新点造价软件V10.0安徽版】"]
["E.1 分部分项工程量清单计价表"]
["工程名称：02生活配套",{"$nulls":5},"标段：",{"$nulls":4},"第5页 共16页"]
["序号","项目编码","项目名称",null,"项目特征描述","计量\n单位",null,"工程量","金额（元）"]
[{"$nulls":8},"综合单价","合价","其中"]
[{"$nulls":10},"定额\n人工费",null,"定额\n机械费","暂估价"]
["19","WB030701001008","风冷热泵式多联机组",null,"1．名称：风冷热泵式多联机组R-2-4、R-2-9、R-3-1/2、R-4-1/2、R-5-1/2\n2．规格：尺寸：≤1350 *1000 *450mm，重量：≤150kg\n3．制冷量：14KW，制热量：16.5KW，电力：3.6KW","台",null,"8.000"]
[]
[]
["20","030701003003","空气幕",null,"1．名称：空气幕FM-A\n2．空气流量：1600m/h3\n3．叶轮直径：150mm\n4．名义出口风速：6m/s\n5．电力：0.12KW\n6．噪音：＜65dB\n7．外形尺寸：900*270*270mm\n8．安装形式：外门壁挂","台",null,"6.000"]
{"$rows_empty":21}
[{"$nulls":3},"测评合格编号:2021JS-02【新点造价软件V10.0安徽版】"]
["E.1 分部分项工程量清单计价表"]
["工程名称：02生活配套",{"$nulls":5},"标段：",{"$nulls":4},"第6页 共16页"]
["序号","项目编码","项目名称",null,"项目特征描述","计量\n单位",null,"工程量","金额（元）"]
[{"$nulls":8},"综合单价","合价","其中"]
[{"$nulls":10},"定额\n人工费",null,"定额\n机械费","暂估价"]
["21","030701003004","屋顶式全新风空调机组",null,"1．名称：屋顶式全新风空调机组MAU-2-R-1（自带控制箱）\n2．制冷工质：R410A\n3．送风量：14000m3/h\n4．机外静压：400Pa\n5．电机功率：5.5KW\n6．盘管冷量：186KW\n7．室内参数：27/19℃，室外气温：35℃\n8．盘管热量：66.5KW\n9．进风温度：20℃，室外气温：7℃\n10．单位风量：0.17W/（m/h3）\n11．过滤器级别：G4\n12．噪声：78dB\n13．压缩机：54KW\n14．COP：2.8W/W\n15．重量：2520kg\n16．外形尺寸：≤5300*2300*2100mm","台",null,"1.000"]
[]
[]
[]
[]
[]
[]
["22","ZB010101001001","空气质量探头",null,"1、名称：空气质量探头\n2、安装高度：距地1.5m\n3、其他未尽事宜详见施工图纸及招标文件等相关资料","个",null,"3.000"]
[]
["23","ZB010101001002","减震吊架",null,"1、名称：减震吊架\n2、其他未尽事宜详见施工图纸及招标文件等相关资料","个",null,"344.000"]
[]
[]
[]
[]
["E.1 分部分项工程量清单计价表"]
["工程名称：02生活配套",{"$nulls":5},"标段：",{"$nulls":4},"第7页 共16页"]
["序号","项目编码","项目名称",null,"项目特征描述","计量\n单位",null,"工程量","金额（元）"]
[{"$nulls":8},"综合单价","合价","其中"]
[{"$nulls":10},"定额\n人工费",null,"定额\n机械费","暂估价"]
["24","WB030701005001","设备支架制作安装",null,"1、设备支架制作安装\n2、其他未尽事宜详见施工图纸及说明","kg",null,"2580.000"]
[null,null,"分部小计",{"$nulls":4},""]
[null,"002","风管及附件",{"$nulls":4},""]
["25","030702001001","碳钢通风管道",null,"1、名称：通风管道\n2、材质、厚度：0.5mm\n3、规格、形状：矩形\n4、接口形式：共板法兰\n5、说明：含天圆地方、三通、变径管及弯头等管件\n6、其他未尽事宜详见施工图纸及招标文件等相关资料","m2",null,"87.300"]
[]
[]
["26","030702001002","镀锌薄钢板",null,"1、名称：通风管道\n2、材质、厚度：0.6mm\n3、规格、形状：矩形\n4、接口形式：共板法兰\n5、说明：含天圆地方、三通、变径管及弯头等管件\n6、其他未尽事宜详见施工图纸及招标文件等相关资料","m2",null,"138.470"]
[]
[]
["27","030702001003","镀锌薄钢板",null,"1、名称：通风管道\n2、材质、厚度：0.75mm\n3、规格、形状：矩形\n4、接口形式：共板法兰\n5、说明：含天圆地方、三通、变径管及弯头等管件\n6、其他未尽事宜详见施工图纸及招标文件等相关资料","m2",null,"354.650"]
[]
[]
[]
[{"$nulls":3},"测评合格编号:2021JS-02【新点造价软件V10.0安徽版】"]
["E.1 分部分项工程量清单计价表"]
["工程名称：02生活配套",{"$nulls":5},"标段：",{"$nulls":4},"第8页 共16页"]
["序号","项目编码","项目名称",null,"项目特征描述","计量\n单位",null,"工程量","金额（元）"]
[{"$nulls":8},"综合单价","合价","其中"]
[{"$nulls":10},"定额\n人工费",null,"定额\n机械费","暂估价"]
["28","030702001004","镀锌薄钢板",null,"1、名称：通风管道\n2、材质、厚度：1mm\n3、规格、形状：矩形\n4、接口形式：共板法兰\n5、说明：含天圆地方、三通、变径管及弯头等管件\n6、其他未尽事宜详见施工图纸及招标文件等相关资料","m2",null,"74.820"]
[]
[]
["29","030702001005","镀锌薄钢板",null,"1、名称：通风管道\n2、材质、厚度：1mm\n3、规格、形状：矩形\n4、接口形式：角铁法兰\n5、说明：含天圆地方、三通、变径管及弯头等管件\n6、其他未尽事宜详见施工图纸及招标文件等相关资料","m2",null,"305.540"]
[]
[]
["30","030702001006","镀锌薄钢板",null,"1、名称：通风管道\n2、材质、厚度：1.2mm\n3、规格、形状：矩形\n4、接口形式：角铁法兰\n5、说明：含天圆地方、三通、变径管及弯头等管件\n6、其他未尽事宜详见施工图纸及招标文件等相关资料","m2",null,"155.340"]
{"$rows_empty":8}
[{"$nulls":3},"测评合格编号:2021JS-02【新点造价软件V10.0安徽版】"]
["E.1 分部分项工程量清单计价表"]
["工程名称：02生活配套",{"$nulls":5},"标段：",{"$nulls":4},"第9页 共16页"]
["序号","项目编码","项目名称",null,"项目特征描述","计量\n单位",null,"工程量","金额（元）"]
[{"$nulls":8},"综合单价","合价","其中"]
[{"$nulls":10},"定额\n人工费",null,"定额\n机械费","暂估价"]
["31","031208003001","通风管道绝热",null,"1．绝热材料品种：（难燃B1级)橡塑海棉\n2．绝热厚度：40mm\n3．其他：未尽事宜详见施工图纸及招标文件等相关资料","m3",null,"44.640"]
[]
["32","031208007001","防潮层、保护层",null,"1、防潮层、保护层\n2、材质：铝皮\n3、厚度：0.8mm","m2",null,"77.610"]
["33","WB030702001001","软管接口",null,"1．名称：软管接口\n2．材质：阻燃帆布\n3．其他：未尽事宜详见施工图纸及招标文件等相关资料","m2",null,"67.330"]
[]
["34","WB030703003001","静压箱",null,"1、名称：静压箱\n2、规格：1900*300*350\n3、其他未尽事宜详见施工图纸及说明","个",null,"3.000"]
[]
["35","030703001001","对开调节阀",null,"1、名称：对开调节阀\n2、规格：120*120\n3、其他未尽事宜详见施工图纸及说明","个",null,"1.000"]
[]
["36","030703001002","对开调节阀",null,"1、名称：对开调节阀\n2、规格：200*150\n3、其他未尽事宜详见施工图纸及说明","个",null,"4.000"]
[]
["37","030703001003","对开调节阀",null,"1、名称：对开调节阀\n2、规格：300*100\n3、其他未尽事宜详见施工图纸及说明","个",null,"8.000"]
[]
[]
[]
[]
[]
[]
[{"$nulls":3},"测评合格编号:2021JS-02【新点造价软件V10.0安徽版】"]
["E.1 分部分项工程量清单计价表"]
["工程名称：02生活配套",{"$nulls":5},"标段：",{"$nulls":4},"第10页 共16页"]
["序号","项目编码","项目名称",null,"项目特征描述","计量\n单位",null,"工程量","金额（元）"]
[{"$nulls":8},"综合单价","合价","其中"]
[{"$nulls":10},"定额\n人工费",null,"定额\n机械费","暂估价"]
["38","030703001004","对开调节阀",null,"1、名称：对开调节阀\n2、型号：300*200mm\n3、其他未尽事宜详见施工图纸及招标文件等相关资料","个",null,"4.000"]
[]
["39","030703001005","对开调节阀",null,"1、名称：对开调节阀\n2、型号：400*150\n3、其他未尽事宜详见施工图纸及招标文件等相关资料","个",null,"5.000"]
[]
["40","030703001006","对开调节阀",null,"1、名称：对开调节阀\n2、型号：400*200\n3、其他未尽事宜详见施工图纸及招标文件等相关资料","个",null,"2.000"]
[]
["41","030703001007","对开调节阀",null,"1、名称：对开调节阀\n2、规格：400*300\n3、其他未尽事宜详见施工图纸及说明","个",null,"4.000"]
[]
["42","030703001008","对开调节阀",null,"1、名称：对开调节阀\n2、规格：600*400\n3、其他未尽事宜详见施工图纸及说明","个",null,"2.000"]
[]
["43","030703001009","70°防火阀1200*400",null,"1、名称：70°防火阀\n2、规格：1200*400\n3、其他未尽事宜详见施工图纸及说明","个",null,"1.000"]
[]
["44","030703001010","熔断式防火调节阀",null,"1、名称：70℃熔断式防火调节阀\n2、规格：400*300\n3、其他未尽事宜详见施工图纸及说明","个",null,"1.000"]
[]
[]
[]
[]
[{"$nulls":3},"测评合格编号:2021JS-02【新点造价软件V10.0安徽版】"]
["E.1 分部分项工程量清单计价表"]
["工程名称：02生活配套",{"$nulls":5},"标段：",{"$nulls":4},"第11页 共16页"]
["序号","项目编码","项目名称",null,"项目特征描述","计量\n单位",null,"工程量","金额（元）"]
[{"$nulls":8},"综合单价","合价","其中"]
[{"$nulls":10},"定额\n人工费",null,"定额\n机械费","暂估价"]
["45","030703001011","熔断式防火调节阀",null,"1、名称：70℃熔断式防火调节阀\n2、规格：600*400\n3、其他未尽事宜详见施工图纸及说明","个",null,"1.000"]
[]
["46","030703001012","电动风阀",null,"1．名称：电动密闭风阀（配进口电动执行器）\n2．规格：800*600\n3．其他：未尽事宜详见施工图纸及招标文件等相关资料","个",null,"1.000"]
[]
["47","030703007001","单层百叶风口",null,"1、名称：单层百叶风口（配调节阀）\n2、规格：900*200\n3、材质：铝合金\n4、其他未尽事宜详见施工图纸及说明","个",null,"2.000"]
[]
["48","030703007002","单层百叶风口",null,"1、名称：单层百叶风口（配调节阀）\n2、规格：1200*200\n3、材质：铝合金\n4、其他未尽事宜详见施工图纸及说明","个",null,"5.000"]
[]
["49","030703007003","单层百叶风口",null,"1、名称：单层百叶风口（配调节阀）\n2、规格：1300*200\n3、材质：铝合金\n4、其他未尽事宜详见施工图纸及说明","个",null,"3.000"]
{"$rows_empty":7}
[{"$nulls":3},"测评合格编号:2021JS-02【新点造价软件V10.0安徽版】"]
["E.1 分部分项工程量清单计价表"]
["工程名称：02生活配套",{"$nulls":5},"标段：",{"$nulls":4},"第12页 共16页"]
["序号","项目编码","项目名称",null,"项目特征描述","计量\n单位",null,"工程量","金额（元）"]
[{"$nulls":8},"综合单价","合价","其中"]
[{"$nulls":10},"定额\n人工费",null,"定额\n机械费","暂估价"]
["50","030703007004","单层百叶回风口500*200",null,"1、名称：单层百叶回风口(门铰式风口配过滤网)\n2、规格：500*200\n3、材质：铝合金\n4、其他未尽事宜详见施工图纸及说明","个",null,"7.000"]
[]
["51","030703007005","单层百叶回风口",null,"1、名称：单层百叶回风口(门铰式风口配过滤网)\n2、规格：900*200\n3、材质：铝合金\n4、其他未尽事宜详见施工图纸及说明","个",null,"18.000"]
[]
["52","030703007006","单层百叶回风口",null,"1、名称：单层百叶回风口(门铰式风口配过滤网)\n2、规格：1300*200\n3、材质：铝合金\n4、其他未尽事宜详见施工图纸及说明","个",null,"13.000"]
[]
["53","030703007007","单层百叶回风口",null,"1、名称：单层百叶回风口(门铰式风口配过滤网)\n2、规格：1800*200\n3、材质：铝合金\n4、其他未尽事宜详见施工图纸及说明","个",null,"22.000"]
[]
["54","030703007008","单层百叶送风口",null,"1、名称：单层百叶送风口（配调节阀）\n2、规格：500*200\n3、材质：铝合金\n4、其他未尽事宜详见施工图纸及说明","个",null,"7.000"]
[]
[]
[]
[{"$nulls":3},"测评合格编号:2021JS-02【新点造价软件V10.0安徽版】"]
["E.1 分部分项工程量清单计价表"]
["工程名称：02生活配套",{"$nulls":5},"标段：",{"$nulls":4},"第13页 共16页"]
["序号","项目编码","项目名称",null,"项目特征描述","计量\n单位",null,"工程量","金额（元）"]
[{"$nulls":8},"综合单价","合价","其中"]
[{"$nulls":10},"定额\n人工费",null,"定额\n机械费","暂估价"]
["55","030703007009","单层百叶送风口",null,"1、名称：单层百叶送风口（配调节阀）\n2、规格：900*200\n3、材质：铝合金\n4、其他未尽事宜详见施工图纸及说明","个",null,"16.000"]
[]
["56","030703007010","单层百叶送风口",null,"1、名称：单层百叶送风口（配调节阀）\n2、规格：1300*200\n3、材质：铝合金\n4、其他未尽事宜详见施工图纸及说明","个",null,"11.000"]
[]
["57","030703007011","单层百叶送风口",null,"1、名称：单层百叶送风口（配调节阀）\n2、规格：1800*200\n3、材质：铝合金\n4、其他未尽事宜详见施工图纸及说明","个",null,"22.000"]
[]
["58","030703007012","碳钢风口、散流器、百叶窗",null,"1．名称：散流器（配调节阀）\n2．规格：300*300\n3．其他：未尽事宜详见施工图纸及招标文件等相关资料","个",null,"5.000"]
[]
["59","030703007013","碳钢风口、散流器、百叶窗",null,"1．名称：散流器（配调节阀）\n2．规格：400*400\n3．其他：未尽事宜详见施工图纸及招标文件等相关资料","个",null,"6.000"]
[]
[null,null,"分部小计",{"$nulls":4},""]
[null,"003","管道及附件",{"$nulls":4},""]
[]
[]
[]
[]
[]
[]
[{"$nulls":3},"测评合格编号:2021JS-02【新点造价软件V10.0安徽版】"]
["E.1 分部分项工程量清单计价表"]
["工程名称：02生活配套",{"$nulls":5},"标段：",{"$nulls":4},"第14页 共16页"]
["序号","项目编码","项目名称",null,"项目特征描述","计量\n单位",null,"工程量","金额（元）"]
[{"$nulls":8},"综合单价","合价","其中"]
[{"$nulls":10},"定额\n人工费",null,"定额\n机械费","暂估价"]
["60","031001001001","热镀锌钢管DN25",null,"1、名称：热镀锌钢管\n2、规格：DN25\n3、连接方式：丝扣\n4、其他未尽事宜详见施工图纸及说明","m",null,"350.720"]
[]
["61","031001001002","热镀锌钢管DN32",null,"1、名称：热镀锌钢管\n2、规格：DN32\n3、连接方式：丝扣\n4、其他未尽事宜详见施工图纸及说明","m",null,"230.250"]
[]
["62","031001001003","热镀锌钢管DN40",null,"1、名称：热镀锌钢管\n2、规格：DN40\n3、连接方式：丝扣\n4、其他未尽事宜详见施工图纸及说明","m",null,"15.150"]
[]
["63","030801014001","铜管φ6.4",null,"1、名称：铜管\n2、规格：φ6.4\n3、连接方式：焊接","m",null,"102.670"]
["64","030801014002","铜管φ9.5",null,"1、名称：铜管\n2、规格：φ9.5\n3、连接方式：焊接","m",null,"415.170"]
["65","030801014003","铜管φ12.7",null,"1、名称：铜管\n2、规格：φ12.7\n3、连接方式：焊接","m",null,"189.560"]
["66","030801014004","铜管φ15.9",null,"1、名称：铜管\n2、规格：φ15.9\n3、连接方式：焊接","m",null,"390.800"]
["67","030801014005","铜管φ19.1",null,"1、名称：铜管\n2、规格：φ19.1\n3、连接方式：焊接","m",null,"69.430"]
["68","030801014006","铜管φ22.2",null,"1、名称：铜管\n2、规格：φ22.2\n3、连接方式：焊接","m",null,"162.390"]
[]
[]
[]
[]
[{"$nulls":3},"测评合格编号:2021JS-02【新点造价软件V10.0安徽版】"]
["E.1 分部分项工程量清单计价表"]
["工程名称：02生活配套",{"$nulls":5},"标段：",{"$nulls":4},"第15页 共16页"]
["序号","项目编码","项目名称",null,"项目特征描述","计量\n单位",null,"工程量","金额（元）"]
[{"$nulls":8},"综合单价","合价","其中"]
[{"$nulls":10},"定额\n人工费",null,"定额\n机械费","暂估价"]
["69","030801014007","铜管φ25.4",null,"1、名称：铜管\n2、规格：φ25.4\n3、连接方式：焊接","m",null,"42.520"]
["70","030801014008","铜管φ28.6",null,"1、名称：铜管\n2、规格：φ28.6\n3、连接方式：焊接","m",null,"111.160"]
["71","030801014009","铜管φ31.8",null,"1、名称：铜管\n2、规格：φ31.8\n3、连接方式：焊接","m",null,"30.940"]
["72","030801014010","铜管φ38.1",null,"1、名称：铜管\n2、规格：φ38.1\n3、连接方式：焊接","m",null,"109.720"]
["73","WB030817010001","管道系统吹扫",null,"1、管道系统吹扫\n2、吹扫气体速度不小于20m/s","m",null,"1624.360"]
["74","031004014001","给、排水附（配）件",null,"1．材质：镀锌清扫口\n2．型号、规格：DN25\n3．其他：未尽事宜详见施工图纸及招标文件等相关资料","个",null,"11.000"]
[]
["75","031002001001","管道支吊架制作与安装",null,"1、管道支吊架制作与安装\n2、除锈后刷防锈漆两遍，色漆两遍","kg",null,"1160.450"]
["76","031208002001","管道绝热",null,"1．绝热材料品种：（难燃B1级)橡塑海绵管壳\n2．绝热厚度：25mm\n3.   空调冷凝水排水\n4．其他：未尽事宜详见施工图纸及招标文件等相关资料","m3",null,"1.310"]
{"$rows_empty":7}
[{"$nulls":3},"测评合格编号:2021JS-02【新点造价软件V10.0安徽版】"]
["E.1 分部分项工程量清单计价表"]
["工程名称：02生活配套",{"$nulls":5},"标段：",{"$nulls":4},"第16页 共16页"]
["序号","项目编码","项目名称",null,"项目特征描述","计量\n单位",null,"工程量","金额（元）"]
[{"$nulls":8},"综合单价","合价","其中"]
[{"$nulls":10},"定额\n人工费",null,"定额\n机械费","暂估价"]
["77","031208002002","管道绝热",null,"1．绝热材料品种：（难燃B1级)橡塑海绵管壳\n2．绝热厚度：30mm\n3.   冷媒管道\n4．其他：未尽事宜详见施工图纸及招标文件等相关资料","m3",null,"2.640"]
[]
["78","ZB030701001001","分歧器",null,"1、名称：分歧器\n2、材质：铜\n3、其他未尽事宜详见施工图纸及说明","个",null,"71.000"]
["79","030411003001","桥架",null,"1．名称：防腐桥架\n2．规格：700*200\n3．材质：金属\n4．类型：(冷媒管敷设于内)\n5．其他：未尽事宜详见施工图纸及招标文件等相关资料","m",null,"12.340"]
[]
["80","030411003002","桥架",null,"1．名称：防腐桥架\n2．规格：500*200\n3．材质：金属\n4．类型：(冷媒管敷设于内)\n5．其他：未尽事宜详见施工图纸及招标文件等相关资料","m",null,"13.180"]
[]
["81","030413001001","铁构件",null,"1．材质：型钢\n2．名称：防腐桥架支架\n3．其他：未尽事宜详见施工图纸及招标文件等相关资料","t",null,"0.108"]
[]
[null,null,"分部小计",{"$nulls":4},""]
[null,"004","措施费",{"$nulls":4},""]
["82","031301017001","脚手架搭拆",null,"脚手架搭拆","项",null,"1.000"]
["83","ZB031301012001","工程系统检测、检验",null,"工程系统检测、检验","项",null,"1.000"]
[null,null,"分部小计",{"$nulls":4},""]
[]
[{"$nulls":3},"测评合格编号:2021JS-02【新点造价软件V10.0安徽版】"]

{"sheet":"4.2 附录F 措施项目清单计价表","index":7,"n_rows":44,"n_cols":9,"rows_kept":44,"merged":[[0,0,0,8],[1,0,1,3],[1,4,1,6],[1,7,1,8],[2,1,2,2],[2,3,2,4],[2,6,2,7],[3,1,3,2],[3,3,3,4],[3,6,3,7],[4,1,4,2],[4,3,4,4],[4,6,4,7],[5,1,5,2],[5,3,5,4],[5,6,5,7],[6,1,6,2],[6,3,6,4],[6,6,6,7],[7,1,7,2],[7,3,7,4],[7,6,7,7],[8,1,8,2],[8,3,8,4],[8,6,8,7],[9,1,9,2],[9,3,9,4],[9,6,9,7],[10,1,10,2],[10,3,10,4],[10,6,10,7],[11,1,11,2],[11,3,11,4],[11,6,11,7],[12,1,12,2],[12,3,12,4],[12,6,12,7],[13,1,13,2],[13,3,13,4],[13,6,13,7],[14,1,14,2],[14,3,14,4],[14,6,14,7],[15,1,15,2],[15,3,15,4],[15,6,15,7],[16,1,16,2],[16,3,16,4],[16,6,16,7],[17,1,17,2],[17,3,17,4],[17,6,17,7],[18,1,18,2],[18,3,18,4],[18,6,18,7],[19,1,19,2],[19,3,19,4],[19,6,19,7],[20,1,20,2],[20,3,20,4],[20,6,20,7],[21,1,21,2],[21,3,21,4],[21,6,21,7],[22,1,22,2],[22,3,22,4],[22,6,22,7],[23,1,23,2],[23,3,23,4],[23,6,23,7],[24,1,24,2],[24,3,24,4],[24,6,24,7],[25,1,25,2],[25,3,25,4],[25,6,25,7],[26,1,26,2],[26,3,26,4],[26,6,26,7],[27,1,27,2],[27,3,27,4],[27,6,27,7],[28,1,28,2],[28,3,28,4],[28,6,28,7],[29,1,29,2],[29,3,29,4],[29,6,29,7],[30,1,30,2],[30,3,30,4],[30,6,30,7],[31,1,31,2],[31,3,31,4],[31,6,31,7],[32,1,32,2],[32,3,32,4],[32,6,32,7],[33,1,33,2],[33,3,33,4],[33,6,33,7],[34,1,34,2],[34,3,34,4],[34,6,34,7],[35,1,35,2],[35,3,35,4],[35,6,35,7],[36,1,36,2],[36,3,36,4],[36,6,36,7],[37,1,37,2],[37,3,37,4],[37,6,37,7],[38,1,38,2],[38,3,38,4],[38,6,38,7],[39,1,39,2],[39,3,39,4],[39,6,39,7],[40,1,40,2],[40,3,40,4],[40,6,40,7],[41,0,41,7],[43,2,43,8]],"flags":["formulas_cached_only"]}
["附录F 措施项目清单与计价表"]
["工程名称：02生活配套",{"$nulls":3},"标段：",null,null,"第1页 共1页"]
["序号","项目编码",null,"项目名称",null,"计算基础","费率（%）",null,"金额（元）"]
["1","JC-01",null,"夜间施工增加费",null,null,"0.500"]
["2","JC-02",null,"二次搬运费",null,null,"1.000"]
["3","JC-03",null,"冬雨季施工增加费",null,null,"0.800"]
["4","JC-04",null,"已完工程及设备保护费",null,null,"0.100"]
["5","JC-05",null,"工程定位复测费",null,null,"1.000"]
["6","JC-06",null,"非夜间施工照明费",null,null,""]
["7","JC-07",null,"临时保护设施费",null,null,"0.200"]
["8","JC-08",null,"赶工措施费",null,null,""]
{"$rows_empty":30}
["合   计",{"$nulls":7},""]
[]
[null,null,"测评合格编号:2021JS-02【新点造价软件V10.0安徽版】"]

{"sheet":"4.3 附录G 不可竞争项目清单与计价表","index":8,"n_rows":44,"n_cols":9,"rows_kept":44,"merged":[[0,0,0,8],[1,0,1,3],[1,4,1,6],[1,7,1,8],[2,1,2,2],[2,3,2,4],[2,6,2,7],[3,1,3,2],[3,3,3,4],[3,6,3,7],[4,1,4,2],[4,3,4,4],[4,6,4,7],[5,1,5,2],[5,3,5,4],[5,6,5,7],[6,1,6,2],[6,3,6,4],[6,6,6,7],[7,1,7,2],[7,3,7,4],[7,6,7,7],[8,1,8,2],[8,3,8,4],[8,6,8,7],[9,1,9,2],[9,3,9,4],[9,6,9,7],[10,1,10,2],[10,3,10,4],[10,6,10,7],[11,1,11,2],[11,3,11,4],[11,6,11,7],[12,1,12,2],[12,3,12,4],[12,6,12,7],[13,1,13,2],[13,3,13,4],[13,6,13,7],[14,1,14,2],[14,3,14,4],[14,6,14,7],[15,1,15,2],[15,3,15,4],[15,6,15,7],[16,1,16,2],[16,3,16,4],[16,6,16,7],[17,1,17,2],[17,3,17,4],[17,6,17,7],[18,1,18,2],[18,3,18,4],[18,6,18,7],[19,1,19,2],[19,3,19,4],[19,6,19,7],[20,1,20,2],[20,3,20,4],[20,6,20,7],[21,1,21,2],[21,3,21,4],[21,6,21,7],[22,1,22,2],[22,3,22,4],[22,6,22,7],[23,1,23,2],[23,3,23,4],[23,6,23,7],[24,1,24,2],[24,3,24,4],[24,6,24,7],[25,1,25,2],[25,3,25,4],[25,6,25,7],[26,1,26,2],[26,3,26,4],[26,6,26,7],[27,1,27,2],[27,3,27,4],[27,6,27,7],[28,1,28,2],[28,3,28,4],[28,6,28,7],[29,1,29,2],[29,3,29,4],[29,6,29,7],[30,1,30,2],[30,3,30,4],[30,6,30,7],[31,1,31,2],[31,3,31,4],[31,6,31,7],[32,1,32,2],[32,3,32,4],[32,6,32,7],[33,1,33,2],[33,3,33,4],[33,6,33,7],[34,1,34,2],[34,3,34,4],[34,6,34,7],[35,1,35,2],[35,3,35,4],[35,6,35,7],[36,1,36,2],[36,3,36,4],[36,6,36,7],[37,1,37,2],[37,3,37,4],[37,6,37,7],[38,1,38,2],[38,3,38,4],[38,6,38,7],[39,1,39,2],[39,3,39,4],[39,6,39,7],[40,1,40,2],[40,3,40,4],[40,6,40,7],[41,0,41,7],[43,2,43,8]],"flags":["formulas_cached_only"]}
["附录G 不可竞争项目清单与计价表"]
["工程名称：02生活配套",{"$nulls":3},"标段：",null,null,"第1页 共1页"]
["序号","项目编码",null,"项目名称",null,"计算基数","费率（%）",null,"金额（元）"]
["1","JF-01",null,"环境保护费",null,null,"3.280"]
["2","JF-02",null,"文明施工费",null,null,"5.120"]
["3","JF-03",null,"安全施工费",null,null,"4.130"]
["4","JF-04",null,"临时设施费",null,null,"8.100"]
["5","JF-05",null,"环境保护税",null,null,""]
{"$rows_empty":33}
["合   计",{"$nulls":7},""]
[]
[null,null,"测评合格编号:2021JS-02【新点造价软件V10.0安徽版】"]

{"sheet":"4.4 H.1 其他项目清单与计价汇总表","index":9,"n_rows":44,"n_cols":6,"rows_kept":44,"merged":[[0,0,0,5],[1,0,1,2],[1,3,1,4],[2,1,2,3],[2,4,2,5],[3,1,3,3],[3,4,3,5],[4,1,4,3],[4,4,4,5],[5,1,5,3],[5,4,5,5],[6,1,6,3],[6,4,6,5],[7,1,7,3],[7,4,7,5],[8,1,8,3],[8,4,8,5],[9,1,9,3],[9,4,9,5],[10,1,10,3],[10,4,10,5],[11,1,11,3],[11,4,11,5],[12,1,12,3],[12,4,12,5],[13,1,13,3],[13,4,13,5],[14,1,14,3],[14,4,14,5],[15,1,15,3],[15,4,15,5],[16,1,16,3],[16,4,16,5],[17,1,17,3],[17,4,17,5],[18,1,18,3],[18,4,18,5],[19,1,19,3],[19,4,19,5],[20,1,20,3],[20,4,20,5],[21,1,21,3],[21,4,21,5],[22,1,22,3],[22,4,22,5],[23,1,23,3],[23,4,23,5],[24,1,24,3],[24,4,24,5],[25,1,25,3],[25,4,25,5],[26,1,26,3],[26,4,26,5],[27,1,27,3],[27,4,27,5],[28,1,28,3],[28,4,28,5],[29,1,29,3],[29,4,29,5],[30,1,30,3],[30,4,30,5],[31,1,31,3],[31,4,31,5],[32,1,32,3],[32,4,32,5],[33,1,33,3],[33,4,33,5],[34,1,34,3],[34,4,34,5],[35,1,35,3],[35,4,35,5],[36,1,36,3],[36,4,36,5],[37,1,37,3],[37,4,37,5],[38,1,38,3],[38,4,38,5],[39,1,39,3],[39,4,39,5],[40,1,40,3],[40,4,40,5],[41,0,41,3],[41,4,41,5],[43,2,43,5]],"flags":["formulas_cached_only"]}
["H.1 其他项目清单与计价汇总表"]
["工程名称：02生活配套",null,null,"标段：",null,"第1页 共1页"]
["序号","项目名称",null,null,"金额(元)"]
["1","暂列金额",null,null,""]
["2","专业工程暂估价",null,null,""]
["3","计日工",null,null,""]
["4","总承包服务费",null,null,""]
{"$rows_empty":34}
["合  计",{"$nulls":3},""]
[]
[null,null,"测评合格编号:2021JS-02【新点造价软件V10.0安徽版】"]

{"sheet":"4.5 H.3 专业工程暂估价计价表","index":10,"n_rows":45,"n_cols":8,"rows_kept":45,"merged":[[0,0,0,7],[1,0,1,3],[1,4,1,5],[1,6,1,7],[2,1,2,2],[2,3,2,4],[2,5,2,6],[3,1,3,2],[3,3,3,4],[3,5,3,6],[4,1,4,2],[4,3,4,4],[4,5,4,6],[5,1,5,2],[5,3,5,4],[5,5,5,6],[6,1,6,2],[6,3,6,4],[6,5,6,6],[7,1,7,2],[7,3,7,4],[7,5,7,6],[8,1,8,2],[8,3,8,4],[8,5,8,6],[9,1,9,2],[9,3,9,4],[9,5,9,6],[10,1,10,2],[10,3,10,4],[10,5,10,6],[11,1,11,2],[11,3,11,4],[11,5,11,6],[12,1,12,2],[12,3,12,4],[12,5,12,6],[13,1,13,2],[13,3,13,4],[13,5,13,6],[14,1,14,2],[14,3,14,4],[14,5,14,6],[15,1,15,2],[15,3,15,4],[15,5,15,6],[16,1,16,2],[16,3,16,4],[16,5,16,6],[17,1,17,2],[17,3,17,4],[17,5,17,6],[18,1,18,2],[18,3,18,4],[18,5,18,6],[19,1,19,2],[19,3,19,4],[19,5,19,6],[20,1,20,2],[20,3,20,4],[20,5,20,6],[21,1,21,2],[21,3,21,4],[21,5,21,6],[22,1,22,2],[22,3,22,4],[22,5,22,6],[23,1,23,2],[23,3,23,4],[23,5,23,6],[24,1,24,2],[24,3,24,4],[24,5,24,6],[25,1,25,2],[25,3,25,4],[25,5,25,6],[26,1,26,2],[26,3,26,4],[26,5,26,6],[27,1,27,2],[27,3,27,4],[27,5,27,6],[28,1,28,2],[28,3,28,4],[28,5,28,6],[29,1,29,2],[29,3,29,4],[29,5,29,6],[30,1,30,2],[30,3,30,4],[30,5,30,6],[31,1,31,2],[31,3,31,4],[31,5,31,6],[32,1,32,2],[32,3,32,4],[32,5,32,6],[33,1,33,2],[33,3,33,4],[33,5,33,6],[34,1,34,2],[34,3,34,4],[34,5,34,6],[35,1,35,2],[35,3,35,4],[35,5,35,6],[36,1,36,2],[36,3,36,4],[36,5,36,6],[37,1,37,2],[37,3,37,4],[37,5,37,6],[38,1,38,2],[38,3,38,4],[38,5,38,6],[39,1,39,2],[39,3,39,4],[39,5,39,6],[41,0,41,4],[41,5,41,6],[43,2,43,7],[44,0,44,7]],"flags":["formulas_cached_only"]}
["H.3 专业工程暂估价计价表"]
["工程名称：02生活配套",{"$nulls":3},"标段：",null,"第1页 共1页"]
["序号","工程名称",null,"工程内容",null,"金额(元)",null,"备注"]
{"$rows_empty":38}
["合  计",{"$nulls":4},""]
[]
[null,null,"测评合格编号:2021JS-02【新点造价软件V10.0安徽版】"]
["说明：此表中“金额”由招标人填写。投标时，投标人应按招标人所列金额计入投标总价中。结算时按合同约定结算金额填写。"]

{"sheet":"4.6 附录I 税金计价表","index":11,"n_rows":43,"n_cols":9,"rows_kept":43,"merged":[[0,0,0,8],[1,0,1,3],[1,4,1,5],[1,6,1,8],[2,1,2,2],[2,3,2,4],[2,5,2,6],[3,1,3,2],[3,3,3,4],[3,5,3,6],[4,1,4,2],[4,3,4,4],[4,5,4,6],[5,1,5,2],[5,3,5,4],[5,5,5,6],[6,1,6,2],[6,3,6,4],[6,5,6,6],[7,1,7,2],[7,3,7,4],[7,5,7,6],[8,1,8,2],[8,3,8,4],[8,5,8,6],[9,1,9,2],[9,3,9,4],[9,5,9,6],[10,1,10,2],[10,3,10,4],[10,5,10,6],[11,1,11,2],[11,3,11,4],[11,5,11,6],[12,1,12,2],[12,3,12,4],[12,5,12,6],[13,1,13,2],[13,3,13,4],[13,5,13,6],[14,1,14,2],[14,3,14,4],[14,5,14,6],[15,1,15,2],[15,3,15,4],[15,5,15,6],[16,1,16,2],[16,3,16,4],[16,5,16,6],[17,1,17,2],[17,3,17,4],[17,5,17,6],[18,1,18,2],[18,3,18,4],[18,5,18,6],[19,1,19,2],[19,3,19,4],[19,5,19,6],[20,1,20,2],[20,3,20,4],[20,5,20,6],[21,1,21,2],[21,3,21,4],[21,5,21,6],[22,1,22,2],[22,3,22,4],[22,5,22,6],[23,1,23,2],[23,3,23,4],[23,5,23,6],[24,1,24,2],[24,3,24,4],[24,5,24,6],[25,1,25,2],[25,3,25,4],[25,5,25,6],[26,1,26,2],[26,3,26,4],[26,5,26,6],[27,1,27,2],[27,3,27,4],[27,5,27,6],[28,1,28,2],[28,3,28,4],[28,5,28,6],[29,1,29,2],[29,3,29,4],[29,5,29,6],[30,1,30,2],[30,3,30,4],[30,5,30,6],[31,1,31,2],[31,3,31,4],[31,5,31,6],[32,1,32,2],[32,3,32,4],[32,5,32,6],[33,1,33,2],[33,3,33,4],[33,5,33,6],[34,1,34,2],[34,3,34,4],[34,5,34,6],[35,1,35,2],[35,3,35,4],[35,5,35,6],[36,1,36,2],[36,3,36,4],[36,5,36,6],[37,1,37,2],[37,3,37,4],[37,5,37,6],[38,1,38,2],[38,3,38,4],[38,5,38,6],[39,1,39,2],[39,3,39,4],[39,5,39,6],[40,0,40,7],[42,2,42,8]],"flags":["formulas_cached_only"]}
["附录I 税金计价表"]
["工程名称：02生活配套",{"$nulls":3},"标段：",null,"第1页 共1页"]
["序号","项目名称",null,"计算基础",null,"计算基数",null,"费率(％)","金额(元)"]
["1","增值税",null,"分部分项工程费+措施项目费+不可竞争费+其他项目费",{"$nulls":3},"9.000"]
{"$rows_empty":36}
["合  计",{"$nulls":7},""]
[]
[null,null,"测评合格编号:2021JS-02【新点造价软件V10.0安徽版】"]

{"sheet":"5.1 E.1 分部分项工程量清单计价表","index":12,"n_rows":39,"n_cols":14,"rows_kept":39,"merged":[[0,0,0,13],[1,0,1,5],[1,6,1,10],[1,11,1,13],[2,0,4,0],[2,1,4,1],[2,2,4,3],[2,4,4,4],[2,5,4,6],[2,7,4,7],[2,8,2,13],[3,8,4,8],[3,9,4,9],[3,10,3,13],[4,10,4,11],[5,2,5,4],[5,5,5,6],[5,10,5,11],[6,0,8,0],[6,1,8,1],[6,2,8,3],[6,4,8,4],[6,5,8,6],[6,7,8,7],[6,8,8,8],[6,9,8,9],[6,10,8,11],[6,12,8,12],[6,13,8,13],[9,2,9,4],[9,5,9,6],[9,10,9,11],[10,2,10,4],[10,5,10,6],[10,10,10,11],[11,2,11,3],[11,5,11,6],[11,10,11,11],[12,2,12,3],[12,5,12,6],[12,10,12,11],[13,2,13,4],[13,5,13,6],[13,10,13,11],[14,2,14,3],[14,5,14,6],[14,10,14,11],[15,2,15,3],[15,5,15,6],[15,10,15,11],[16,2,16,3],[16,5,16,6],[16,10,16,11],[17,2,17,3],[17,5,17,6],[17,10,17,11],[18,2,18,3],[18,5,18,6],[18,10,18,11],[19,2,19,3],[19,5,19,6],[19,10,19,11],[20,2,20,3],[20,5,20,6],[20,10,20,11],[21,2,21,3],[21,5,21,6],[21,10,21,11],[22,2,22,3],[22,5,22,6],[22,10,22,11],[23,2,23,3],[23,5,23,6],[23,10,23,11],[24,2,24,3],[24,5,24,6],[24,10,24,11],[25,2,25,3],[25,5,25,6],[25,10,25,11],[26,2,26,3],[26,5,26,6],[26,10,26,11],[27,2,27,3],[27,5,27,6],[27,10,27,11],[28,2,28,3],[28,5,28,6],[28,10,28,11],[29,2,29,3],[29,5,29,6],[29,10,29,11],[30,2,30,3],[30,5,30,6],[30,10,30,11],[31,2,31,3],[31,5,31,6],[31,10,31,11],[32,2,32,3],[32,5,32,6],[32,10,32,11],[33,2,33,3],[33,5,33,6],[33,10,33,11],[34,2,34,3],[34,5,34,6],[34,10,34,11],[35,2,35,3],[35,5,35,6],[35,10,35,11],[36,0,36,13],[38,3,38,13]],"flags":["formulas_cached_only"]}
["E.1 分部分项工程量清单计价表"]
["工程名称：03门卫1",{"$nulls":5},"标段：",{"$nulls":4},"第1页 共1页"]
["序号","项目编码","项目名称",null,"项目特征描述","计量\n单位",null,"工程量","金额（元）"]
[{"$nulls":8},"综合单价","合价","其中"]
[{"$nulls":10},"定额\n人工费",null,"定额\n机械费","暂估价"]
[null,"001","空调工程",{"$nulls":4},""]
["1","030701003001","分体式空调",null,"1、名称：分体式空调SAC-03-1/2\n2、制冷：12kw 制热：14kw\n3、所有内机均随机配供线控器、冷凝水提升泵、冷媒管、保温管套、减振垫及所有控制线\n4、其他未尽事宜详见施工图纸及说明","台",null,"2.000"]
[]
[]
[null,null,"分部小计",{"$nulls":4},""]
[null,"002","措施费",{"$nulls":4},""]
["2","031301017001","脚手架搭拆",null,"脚手架搭拆","项",null,"1.000"]
["3","ZB031301012001","工程系统检测、检验",null,"工程系统检测、检验","项",null,"1.000"]
[null,null,"分部小计",{"$nulls":4},""]
{"$rows_empty":24}
[{"$nulls":3},"测评合格编号:2021JS-02【新点造价软件V10.0安徽版】"]

{"sheet":"5.2 附录F 措施项目清单计价表","index":13,"n_rows":44,"n_cols":9,"rows_kept":44,"merged":[[0,0,0,8],[1,0,1,3],[1,4,1,6],[1,7,1,8],[2,1,2,2],[2,3,2,4],[2,6,2,7],[3,1,3,2],[3,3,3,4],[3,6,3,7],[4,1,4,2],[4,3,4,4],[4,6,4,7],[5,1,5,2],[5,3,5,4],[5,6,5,7],[6,1,6,2],[6,3,6,4],[6,6,6,7],[7,1,7,2],[7,3,7,4],[7,6,7,7],[8,1,8,2],[8,3,8,4],[8,6,8,7],[9,1,9,2],[9,3,9,4],[9,6,9,7],[10,1,10,2],[10,3,10,4],[10,6,10,7],[11,1,11,2],[11,3,11,4],[11,6,11,7],[12,1,12,2],[12,3,12,4],[12,6,12,7],[13,1,13,2],[13,3,13,4],[13,6,13,7],[14,1,14,2],[14,3,14,4],[14,6,14,7],[15,1,15,2],[15,3,15,4],[15,6,15,7],[16,1,16,2],[16,3,16,4],[16,6,16,7],[17,1,17,2],[17,3,17,4],[17,6,17,7],[18,1,18,2],[18,3,18,4],[18,6,18,7],[19,1,19,2],[19,3,19,4],[19,6,19,7],[20,1,20,2],[20,3,20,4],[20,6,20,7],[21,1,21,2],[21,3,21,4],[21,6,21,7],[22,1,22,2],[22,3,22,4],[22,6,22,7],[23,1,23,2],[23,3,23,4],[23,6,23,7],[24,1,24,2],[24,3,24,4],[24,6,24,7],[25,1,25,2],[25,3,25,4],[25,6,25,7],[26,1,26,2],[26,3,26,4],[26,6,26,7],[27,1,27,2],[27,3,27,4],[27,6,27,7],[28,1,28,2],[28,3,28,4],[28,6,28,7],[29,1,29,2],[29,3,29,4],[29,6,29,7],[30,1,30,2],[30,3,30,4],[30,6,30,7],[31,1,31,2],[31,3,31,4],[31,6,31,7],[32,1,32,2],[32,3,32,4],[32,6,32,7],[33,1,33,2],[33,3,33,4],[33,6,33,7],[34,1,34,2],[34,3,34,4],[34,6,34,7],[35,1,35,2],[35,3,35,4],[35,6,35,7],[36,1,36,2],[36,3,36,4],[36,6,36,7],[37,1,37,2],[37,3,37,4],[37,6,37,7],[38,1,38,2],[38,3,38,4],[38,6,38,7],[39,1,39,2],[39,3,39,4],[39,6,39,7],[40,1,40,2],[40,3,40,4],[40,6,40,7],[41,0,41,7],[43,2,43,8]],"flags":["formulas_cached_only"]}
["附录F 措施项目清单与计价表"]
["工程名称：03门卫1",{"$nulls":3},"标段：",null,null,"第1页 共1页"]
["序号","项目编码",null,"项目名称",null,"计算基础","费率（%）",null,"金额（元）"]
["1","JC-01",null,"夜间施工增加费",null,null,"0.500"]
["2","JC-02",null,"二次搬运费",null,null,"1.000"]
["3","JC-03",null,"冬雨季施工增加费",null,null,"0.800"]
["4","JC-04",null,"已完工程及设备保护费",null,null,"0.100"]
["5","JC-05",null,"工程定位复测费",null,null,"1.000"]
["6","JC-06",null,"非夜间施工照明费",null,null,""]
["7","JC-07",null,"临时保护设施费",null,null,"0.200"]
["8","JC-08",null,"赶工措施费",null,null,""]
{"$rows_empty":30}
["合   计",{"$nulls":7},""]
[]
[null,null,"测评合格编号:2021JS-02【新点造价软件V10.0安徽版】"]

{"sheet":"5.3 附录G 不可竞争项目清单与计价表","index":14,"n_rows":44,"n_cols":9,"rows_kept":44,"merged":[[0,0,0,8],[1,0,1,3],[1,4,1,6],[1,7,1,8],[2,1,2,2],[2,3,2,4],[2,6,2,7],[3,1,3,2],[3,3,3,4],[3,6,3,7],[4,1,4,2],[4,3,4,4],[4,6,4,7],[5,1,5,2],[5,3,5,4],[5,6,5,7],[6,1,6,2],[6,3,6,4],[6,6,6,7],[7,1,7,2],[7,3,7,4],[7,6,7,7],[8,1,8,2],[8,3,8,4],[8,6,8,7],[9,1,9,2],[9,3,9,4],[9,6,9,7],[10,1,10,2],[10,3,10,4],[10,6,10,7],[11,1,11,2],[11,3,11,4],[11,6,11,7],[12,1,12,2],[12,3,12,4],[12,6,12,7],[13,1,13,2],[13,3,13,4],[13,6,13,7],[14,1,14,2],[14,3,14,4],[14,6,14,7],[15,1,15,2],[15,3,15,4],[15,6,15,7],[16,1,16,2],[16,3,16,4],[16,6,16,7],[17,1,17,2],[17,3,17,4],[17,6,17,7],[18,1,18,2],[18,3,18,4],[18,6,18,7],[19,1,19,2],[19,3,19,4],[19,6,19,7],[20,1,20,2],[20,3,20,4],[20,6,20,7],[21,1,21,2],[21,3,21,4],[21,6,21,7],[22,1,22,2],[22,3,22,4],[22,6,22,7],[23,1,23,2],[23,3,23,4],[23,6,23,7],[24,1,24,2],[24,3,24,4],[24,6,24,7],[25,1,25,2],[25,3,25,4],[25,6,25,7],[26,1,26,2],[26,3,26,4],[26,6,26,7],[27,1,27,2],[27,3,27,4],[27,6,27,7],[28,1,28,2],[28,3,28,4],[28,6,28,7],[29,1,29,2],[29,3,29,4],[29,6,29,7],[30,1,30,2],[30,3,30,4],[30,6,30,7],[31,1,31,2],[31,3,31,4],[31,6,31,7],[32,1,32,2],[32,3,32,4],[32,6,32,7],[33,1,33,2],[33,3,33,4],[33,6,33,7],[34,1,34,2],[34,3,34,4],[34,6,34,7],[35,1,35,2],[35,3,35,4],[35,6,35,7],[36,1,36,2],[36,3,36,4],[36,6,36,7],[37,1,37,2],[37,3,37,4],[37,6,37,7],[38,1,38,2],[38,3,38,4],[38,6,38,7],[39,1,39,2],[39,3,39,4],[39,6,39,7],[40,1,40,2],[40,3,40,4],[40,6,40,7],[41,0,41,7],[43,2,43,8]],"flags":["formulas_cached_only"]}
["附录G 不可竞争项目清单与计价表"]
["工程名称：03门卫1",{"$nulls":3},"标段：",null,null,"第1页 共1页"]
["序号","项目编码",null,"项目名称",null,"计算基数","费率（%）",null,"金额（元）"]
["1","JF-01",null,"环境保护费",null,null,"3.280"]
["2","JF-02",null,"文明施工费",null,null,"5.120"]
["3","JF-03",null,"安全施工费",null,null,"4.130"]
["4","JF-04",null,"临时设施费",null,null,"8.100"]
["5","JF-05",null,"环境保护税",null,null,""]
{"$rows_empty":33}
["合   计",{"$nulls":7},""]
[]
[null,null,"测评合格编号:2021JS-02【新点造价软件V10.0安徽版】"]

{"sheet":"5.4 H.1 其他项目清单与计价汇总表","index":15,"n_rows":44,"n_cols":6,"rows_kept":44,"merged":[[0,0,0,5],[1,0,1,2],[1,3,1,4],[2,1,2,3],[2,4,2,5],[3,1,3,3],[3,4,3,5],[4,1,4,3],[4,4,4,5],[5,1,5,3],[5,4,5,5],[6,1,6,3],[6,4,6,5],[7,1,7,3],[7,4,7,5],[8,1,8,3],[8,4,8,5],[9,1,9,3],[9,4,9,5],[10,1,10,3],[10,4,10,5],[11,1,11,3],[11,4,11,5],[12,1,12,3],[12,4,12,5],[13,1,13,3],[13,4,13,5],[14,1,14,3],[14,4,14,5],[15,1,15,3],[15,4,15,5],[16,1,16,3],[16,4,16,5],[17,1,17,3],[17,4,17,5],[18,1,18,3],[18,4,18,5],[19,1,19,3],[19,4,19,5],[20,1,20,3],[20,4,20,5],[21,1,21,3],[21,4,21,5],[22,1,22,3],[22,4,22,5],[23,1,23,3],[23,4,23,5],[24,1,24,3],[24,4,24,5],[25,1,25,3],[25,4,25,5],[26,1,26,3],[26,4,26,5],[27,1,27,3],[27,4,27,5],[28,1,28,3],[28,4,28,5],[29,1,29,3],[29,4,29,5],[30,1,30,3],[30,4,30,5],[31,1,31,3],[31,4,31,5],[32,1,32,3],[32,4,32,5],[33,1,33,3],[33,4,33,5],[34,1,34,3],[34,4,34,5],[35,1,35,3],[35,4,35,5],[36,1,36,3],[36,4,36,5],[37,1,37,3],[37,4,37,5],[38,1,38,3],[38,4,38,5],[39,1,39,3],[39,4,39,5],[40,1,40,3],[40,4,40,5],[41,0,41,3],[41,4,41,5],[43,2,43,5]],"flags":["formulas_cached_only"]}
["H.1 其他项目清单与计价汇总表"]
["工程名称：03门卫1",null,null,"标段：",null,"第1页 共1页"]
["序号","项目名称",null,null,"金额(元)"]
["1","暂列金额",null,null,""]
["2","专业工程暂估价",null,null,""]
["3","计日工",null,null,""]
["4","总承包服务费",null,null,""]
{"$rows_empty":34}
["合  计",{"$nulls":3},""]
[]
[null,null,"测评合格编号:2021JS-02【新点造价软件V10.0安徽版】"]

{"sheet":"5.5 H.3 专业工程暂估价计价表","index":16,"n_rows":45,"n_cols":8,"rows_kept":45,"merged":[[0,0,0,7],[1,0,1,3],[1,4,1,5],[1,6,1,7],[2,1,2,2],[2,3,2,4],[2,5,2,6],[3,1,3,2],[3,3,3,4],[3,5,3,6],[4,1,4,2],[4,3,4,4],[4,5,4,6],[5,1,5,2],[5,3,5,4],[5,5,5,6],[6,1,6,2],[6,3,6,4],[6,5,6,6],[7,1,7,2],[7,3,7,4],[7,5,7,6],[8,1,8,2],[8,3,8,4],[8,5,8,6],[9,1,9,2],[9,3,9,4],[9,5,9,6],[10,1,10,2],[10,3,10,4],[10,5,10,6],[11,1,11,2],[11,3,11,4],[11,5,11,6],[12,1,12,2],[12,3,12,4],[12,5,12,6],[13,1,13,2],[13,3,13,4],[13,5,13,6],[14,1,14,2],[14,3,14,4],[14,5,14,6],[15,1,15,2],[15,3,15,4],[15,5,15,6],[16,1,16,2],[16,3,16,4],[16,5,16,6],[17,1,17,2],[17,3,17,4],[17,5,17,6],[18,1,18,2],[18,3,18,4],[18,5,18,6],[19,1,19,2],[19,3,19,4],[19,5,19,6],[20,1,20,2],[20,3,20,4],[20,5,20,6],[21,1,21,2],[21,3,21,4],[21,5,21,6],[22,1,22,2],[22,3,22,4],[22,5,22,6],[23,1,23,2],[23,3,23,4],[23,5,23,6],[24,1,24,2],[24,3,24,4],[24,5,24,6],[25,1,25,2],[25,3,25,4],[25,5,25,6],[26,1,26,2],[26,3,26,4],[26,5,26,6],[27,1,27,2],[27,3,27,4],[27,5,27,6],[28,1,28,2],[28,3,28,4],[28,5,28,6],[29,1,29,2],[29,3,29,4],[29,5,29,6],[30,1,30,2],[30,3,30,4],[30,5,30,6],[31,1,31,2],[31,3,31,4],[31,5,31,6],[32,1,32,2],[32,3,32,4],[32,5,32,6],[33,1,33,2],[33,3,33,4],[33,5,33,6],[34,1,34,2],[34,3,34,4],[34,5,34,6],[35,1,35,2],[35,3,35,4],[35,5,35,6],[36,1,36,2],[36,3,36,4],[36,5,36,6],[37,1,37,2],[37,3,37,4],[37,5,37,6],[38,1,38,2],[38,3,38,4],[38,5,38,6],[39,1,39,2],[39,3,39,4],[39,5,39,6],[41,0,41,4],[41,5,41,6],[43,2,43,7],[44,0,44,7]],"flags":["formulas_cached_only"]}
["H.3 专业工程暂估价计价表"]
["工程名称：03门卫1",{"$nulls":3},"标段：",null,"第1页 共1页"]
["序号","工程名称",null,"工程内容",null,"金额(元)",null,"备注"]
{"$rows_empty":38}
["合  计",{"$nulls":4},""]
[]
[null,null,"测评合格编号:2021JS-02【新点造价软件V10.0安徽版】"]
["说明：此表中“金额”由招标人填写。投标时，投标人应按招标人所列金额计入投标总价中。结算时按合同约定结算金额填写。"]

{"sheet":"5.6 附录I 税金计价表","index":17,"n_rows":43,"n_cols":9,"rows_kept":43,"merged":[[0,0,0,8],[1,0,1,3],[1,4,1,5],[1,6,1,8],[2,1,2,2],[2,3,2,4],[2,5,2,6],[3,1,3,2],[3,3,3,4],[3,5,3,6],[4,1,4,2],[4,3,4,4],[4,5,4,6],[5,1,5,2],[5,3,5,4],[5,5,5,6],[6,1,6,2],[6,3,6,4],[6,5,6,6],[7,1,7,2],[7,3,7,4],[7,5,7,6],[8,1,8,2],[8,3,8,4],[8,5,8,6],[9,1,9,2],[9,3,9,4],[9,5,9,6],[10,1,10,2],[10,3,10,4],[10,5,10,6],[11,1,11,2],[11,3,11,4],[11,5,11,6],[12,1,12,2],[12,3,12,4],[12,5,12,6],[13,1,13,2],[13,3,13,4],[13,5,13,6],[14,1,14,2],[14,3,14,4],[14,5,14,6],[15,1,15,2],[15,3,15,4],[15,5,15,6],[16,1,16,2],[16,3,16,4],[16,5,16,6],[17,1,17,2],[17,3,17,4],[17,5,17,6],[18,1,18,2],[18,3,18,4],[18,5,18,6],[19,1,19,2],[19,3,19,4],[19,5,19,6],[20,1,20,2],[20,3,20,4],[20,5,20,6],[21,1,21,2],[21,3,21,4],[21,5,21,6],[22,1,22,2],[22,3,22,4],[22,5,22,6],[23,1,23,2],[23,3,23,4],[23,5,23,6],[24,1,24,2],[24,3,24,4],[24,5,24,6],[25,1,25,2],[25,3,25,4],[25,5,25,6],[26,1,26,2],[26,3,26,4],[26,5,26,6],[27,1,27,2],[27,3,27,4],[27,5,27,6],[28,1,28,2],[28,3,28,4],[28,5,28,6],[29,1,29,2],[29,3,29,4],[29,5,29,6],[30,1,30,2],[30,3,30,4],[30,5,30,6],[31,1,31,2],[31,3,31,4],[31,5,31,6],[32,1,32,2],[32,3,32,4],[32,5,32,6],[33,1,33,2],[33,3,33,4],[33,5,33,6],[34,1,34,2],[34,3,34,4],[34,5,34,6],[35,1,35,2],[35,3,35,4],[35,5,35,6],[36,1,36,2],[36,3,36,4],[36,5,36,6],[37,1,37,2],[37,3,37,4],[37,5,37,6],[38,1,38,2],[38,3,38,4],[38,5,38,6],[39,1,39,2],[39,3,39,4],[39,5,39,6],[40,0,40,7],[42,2,42,8]],"flags":["formulas_cached_only"]}
["附录I 税金计价表"]
["工程名称：03门卫1",{"$nulls":3},"标段：",null,"第1页 共1页"]
["序号","项目名称",null,"计算基础",null,"计算基数",null,"费率(％)","金额(元)"]
["1","增值税",null,"分部分项工程费+措施项目费+不可竞争费+其他项目费",{"$nulls":3},"9.000"]
{"$rows_empty":36}
["合  计",{"$nulls":7},""]
[]
[null,null,"测评合格编号:2021JS-02【新点造价软件V10.0安徽版】"]

{"sheet":"6.1 E.1 分部分项工程量清单计价表","index":18,"n_rows":33,"n_cols":14,"rows_kept":33,"merged":[[0,0,0,13],[1,0,1,5],[1,6,1,10],[1,11,1,13],[2,0,4,0],[2,1,4,1],[2,2,4,3],[2,4,4,4],[2,5,4,6],[2,7,4,7],[2,8,2,13],[3,8,4,8],[3,9,4,9],[3,10,3,13],[4,10,4,11],[5,2,5,4],[5,5,5,6],[5,10,5,11],[6,0,7,0],[6,1,7,1],[6,2,7,3],[6,4,7,4],[6,5,7,6],[6,7,7,7],[6,8,7,8],[6,9,7,9],[6,10,7,11],[6,12,7,12],[6,13,7,13],[8,0,9,0],[8,1,9,1],[8,2,9,3],[8,4,9,4],[8,5,9,6],[8,7,9,7],[8,8,9,8],[8,9,9,9],[8,10,9,11],[8,12,9,12],[8,13,9,13],[10,2,10,4],[10,5,10,6],[10,10,10,11],[11,2,11,4],[11,5,11,6],[11,10,11,11],[12,2,12,3],[12,5,12,6],[12,10,12,11],[13,2,13,3],[13,5,13,6],[13,10,13,11],[14,2,14,4],[14,5,14,6],[14,10,14,11],[15,2,15,3],[15,5,15,6],[15,10,15,11],[16,2,16,3],[16,5,16,6],[16,10,16,11],[17,2,17,3],[17,5,17,6],[17,10,17,11],[18,2,18,3],[18,5,18,6],[18,10,18,11],[19,2,19,3],[19,5,19,6],[19,10,19,11],[20,2,20,3],[20,5,20,6],[20,10,20,11],[21,2,21,3],[21,5,21,6],[21,10,21,11],[22,2,22,3],[22,5,22,6],[22,10,22,11],[23,2,23,3],[23,5,23,6],[23,10,23,11],[24,2,24,3],[24,5,24,6],[24,10,24,11],[25,2,25,3],[25,5,25,6],[25,10,25,11],[26,2,26,3],[26,5,26,6],[26,10,26,11],[27,2,27,3],[27,5,27,6],[27,10,27,11],[28,2,28,3],[28,5,28,6],[28,10,28,11],[29,2,29,3],[29,5,29,6],[29,10,29,11],[30,2,30,3],[30,5,30,6],[30,10,30,11],[31,0,31,13],[32,3,32,13]],"flags":["formulas_cached_only"]}
["E.1 分部分项工程量清单计价表"]
["工程名称：04门卫2",{"$nulls":5},"标段：",{"$nulls":4},"第1页 共1页"]
["序号","项目编码","项目名称",null,"项目特征描述","计量\n单位",null,"工程量","金额（元）"]
[{"$nulls":8},"综合单价","合价","其中"]
[{"$nulls":10},"定额\n人工费",null,"定额\n机械费","暂估价"]
[null,"001","空调工程",{"$nulls":4},""]
["1","030701003001","风冷式分体空调机（挂机）",null,"1．名称：风冷式分体空调机\n2．型号：分体空调器 SAC-04-1\n3．规格：制冷量7.2KW，制热量9.6KW，电力3KW\n4．其他未尽事宜详见施工图纸及说明","台",null,"1.000"]
[]
["2","030701003002","风冷式分体空调机（挂机）",null,"1．名称：风冷式分体空调机\n2．型号：分体空调SAC-04-2\n3．规格：制冷量2.6KW，制热量4.4KW，电力1.2KW\n4．其他未尽事宜详见施工图纸及说明","台",null,"1.000"]
[]
[null,null,"分部小计",{"$nulls":4},""]
[null,"002","措施费",{"$nulls":4},""]
["3","031301017001","脚手架搭拆",null,"脚手架搭拆","项",null,"1.000"]
["4","ZB031301012001","工程系统检测、检验",null,"1、工程系统检测、检验","项",null,"1.000"]
[null,null,"分部小计",{"$nulls":4},""]
{"$rows_empty":17}
[{"$nulls":3},"测评合格编号:2021JS-02【新点造价软件V10.0安徽版】"]

{"sheet":"6.2 附录F 措施项目清单计价表","index":19,"n_rows":44,"n_cols":9,"rows_kept":44,"merged":[[0,0,0,8],[1,0,1,3],[1,4,1,6],[1,7,1,8],[2,1,2,2],[2,3,2,4],[2,6,2,7],[3,1,3,2],[3,3,3,4],[3,6,3,7],[4,1,4,2],[4,3,4,4],[4,6,4,7],[5,1,5,2],[5,3,5,4],[5,6,5,7],[6,1,6,2],[6,3,6,4],[6,6,6,7],[7,1,7,2],[7,3,7,4],[7,6,7,7],[8,1,8,2],[8,3,8,4],[8,6,8,7],[9,1,9,2],[9,3,9,4],[9,6,9,7],[10,1,10,2],[10,3,10,4],[10,6,10,7],[11,1,11,2],[11,3,11,4],[11,6,11,7],[12,1,12,2],[12,3,12,4],[12,6,12,7],[13,1,13,2],[13,3,13,4],[13,6,13,7],[14,1,14,2],[14,3,14,4],[14,6,14,7],[15,1,15,2],[15,3,15,4],[15,6,15,7],[16,1,16,2],[16,3,16,4],[16,6,16,7],[17,1,17,2],[17,3,17,4],[17,6,17,7],[18,1,18,2],[18,3,18,4],[18,6,18,7],[19,1,19,2],[19,3,19,4],[19,6,19,7],[20,1,20,2],[20,3,20,4],[20,6,20,7],[21,1,21,2],[21,3,21,4],[21,6,21,7],[22,1,22,2],[22,3,22,4],[22,6,22,7],[23,1,23,2],[23,3,23,4],[23,6,23,7],[24,1,24,2],[24,3,24,4],[24,6,24,7],[25,1,25,2],[25,3,25,4],[25,6,25,7],[26,1,26,2],[26,3,26,4],[26,6,26,7],[27,1,27,2],[27,3,27,4],[27,6,27,7],[28,1,28,2],[28,3,28,4],[28,6,28,7],[29,1,29,2],[29,3,29,4],[29,6,29,7],[30,1,30,2],[30,3,30,4],[30,6,30,7],[31,1,31,2],[31,3,31,4],[31,6,31,7],[32,1,32,2],[32,3,32,4],[32,6,32,7],[33,1,33,2],[33,3,33,4],[33,6,33,7],[34,1,34,2],[34,3,34,4],[34,6,34,7],[35,1,35,2],[35,3,35,4],[35,6,35,7],[36,1,36,2],[36,3,36,4],[36,6,36,7],[37,1,37,2],[37,3,37,4],[37,6,37,7],[38,1,38,2],[38,3,38,4],[38,6,38,7],[39,1,39,2],[39,3,39,4],[39,6,39,7],[40,1,40,2],[40,3,40,4],[40,6,40,7],[41,0,41,7],[43,2,43,8]],"flags":["formulas_cached_only"]}
["附录F 措施项目清单与计价表"]
["工程名称：04门卫2",{"$nulls":3},"标段：",null,null,"第1页 共1页"]
["序号","项目编码",null,"项目名称",null,"计算基础","费率（%）",null,"金额（元）"]
["1","JC-01",null,"夜间施工增加费",null,null,"0.500"]
["2","JC-02",null,"二次搬运费",null,null,"1.000"]
["3","JC-03",null,"冬雨季施工增加费",null,null,"0.800"]
["4","JC-04",null,"已完工程及设备保护费",null,null,"0.100"]
["5","JC-05",null,"工程定位复测费",null,null,"1.000"]
["6","JC-06",null,"非夜间施工照明费",null,null,""]
["7","JC-07",null,"临时保护设施费",null,null,"0.200"]
["8","JC-08",null,"赶工措施费",null,null,""]
{"$rows_empty":30}
["合   计",{"$nulls":7},""]
[]
[null,null,"测评合格编号:2021JS-02【新点造价软件V10.0安徽版】"]

{"sheet":"6.3 附录G 不可竞争项目清单与计价表","index":20,"n_rows":44,"n_cols":9,"rows_kept":44,"merged":[[0,0,0,8],[1,0,1,3],[1,4,1,6],[1,7,1,8],[2,1,2,2],[2,3,2,4],[2,6,2,7],[3,1,3,2],[3,3,3,4],[3,6,3,7],[4,1,4,2],[4,3,4,4],[4,6,4,7],[5,1,5,2],[5,3,5,4],[5,6,5,7],[6,1,6,2],[6,3,6,4],[6,6,6,7],[7,1,7,2],[7,3,7,4],[7,6,7,7],[8,1,8,2],[8,3,8,4],[8,6,8,7],[9,1,9,2],[9,3,9,4],[9,6,9,7],[10,1,10,2],[10,3,10,4],[10,6,10,7],[11,1,11,2],[11,3,11,4],[11,6,11,7],[12,1,12,2],[12,3,12,4],[12,6,12,7],[13,1,13,2],[13,3,13,4],[13,6,13,7],[14,1,14,2],[14,3,14,4],[14,6,14,7],[15,1,15,2],[15,3,15,4],[15,6,15,7],[16,1,16,2],[16,3,16,4],[16,6,16,7],[17,1,17,2],[17,3,17,4],[17,6,17,7],[18,1,18,2],[18,3,18,4],[18,6,18,7],[19,1,19,2],[19,3,19,4],[19,6,19,7],[20,1,20,2],[20,3,20,4],[20,6,20,7],[21,1,21,2],[21,3,21,4],[21,6,21,7],[22,1,22,2],[22,3,22,4],[22,6,22,7],[23,1,23,2],[23,3,23,4],[23,6,23,7],[24,1,24,2],[24,3,24,4],[24,6,24,7],[25,1,25,2],[25,3,25,4],[25,6,25,7],[26,1,26,2],[26,3,26,4],[26,6,26,7],[27,1,27,2],[27,3,27,4],[27,6,27,7],[28,1,28,2],[28,3,28,4],[28,6,28,7],[29,1,29,2],[29,3,29,4],[29,6,29,7],[30,1,30,2],[30,3,30,4],[30,6,30,7],[31,1,31,2],[31,3,31,4],[31,6,31,7],[32,1,32,2],[32,3,32,4],[32,6,32,7],[33,1,33,2],[33,3,33,4],[33,6,33,7],[34,1,34,2],[34,3,34,4],[34,6,34,7],[35,1,35,2],[35,3,35,4],[35,6,35,7],[36,1,36,2],[36,3,36,4],[36,6,36,7],[37,1,37,2],[37,3,37,4],[37,6,37,7],[38,1,38,2],[38,3,38,4],[38,6,38,7],[39,1,39,2],[39,3,39,4],[39,6,39,7],[40,1,40,2],[40,3,40,4],[40,6,40,7],[41,0,41,7],[43,2,43,8]],"flags":["formulas_cached_only"]}
["附录G 不可竞争项目清单与计价表"]
["工程名称：04门卫2",{"$nulls":3},"标段：",null,null,"第1页 共1页"]
["序号","项目编码",null,"项目名称",null,"计算基数","费率（%）",null,"金额（元）"]
["1","JF-01",null,"环境保护费",null,null,"3.280"]
["2","JF-02",null,"文明施工费",null,null,"5.120"]
["3","JF-03",null,"安全施工费",null,null,"4.130"]
["4","JF-04",null,"临时设施费",null,null,"8.100"]
["5","JF-05",null,"环境保护税",null,null,""]
{"$rows_empty":33}
["合   计",{"$nulls":7},""]
[]
[null,null,"测评合格编号:2021JS-02【新点造价软件V10.0安徽版】"]

{"sheet":"6.4 H.1 其他项目清单与计价汇总表","index":21,"n_rows":44,"n_cols":6,"rows_kept":44,"merged":[[0,0,0,5],[1,0,1,2],[1,3,1,4],[2,1,2,3],[2,4,2,5],[3,1,3,3],[3,4,3,5],[4,1,4,3],[4,4,4,5],[5,1,5,3],[5,4,5,5],[6,1,6,3],[6,4,6,5],[7,1,7,3],[7,4,7,5],[8,1,8,3],[8,4,8,5],[9,1,9,3],[9,4,9,5],[10,1,10,3],[10,4,10,5],[11,1,11,3],[11,4,11,5],[12,1,12,3],[12,4,12,5],[13,1,13,3],[13,4,13,5],[14,1,14,3],[14,4,14,5],[15,1,15,3],[15,4,15,5],[16,1,16,3],[16,4,16,5],[17,1,17,3],[17,4,17,5],[18,1,18,3],[18,4,18,5],[19,1,19,3],[19,4,19,5],[20,1,20,3],[20,4,20,5],[21,1,21,3],[21,4,21,5],[22,1,22,3],[22,4,22,5],[23,1,23,3],[23,4,23,5],[24,1,24,3],[24,4,24,5],[25,1,25,3],[25,4,25,5],[26,1,26,3],[26,4,26,5],[27,1,27,3],[27,4,27,5],[28,1,28,3],[28,4,28,5],[29,1,29,3],[29,4,29,5],[30,1,30,3],[30,4,30,5],[31,1,31,3],[31,4,31,5],[32,1,32,3],[32,4,32,5],[33,1,33,3],[33,4,33,5],[34,1,34,3],[34,4,34,5],[35,1,35,3],[35,4,35,5],[36,1,36,3],[36,4,36,5],[37,1,37,3],[37,4,37,5],[38,1,38,3],[38,4,38,5],[39,1,39,3],[39,4,39,5],[40,1,40,3],[40,4,40,5],[41,0,41,3],[41,4,41,5],[43,2,43,5]],"flags":["formulas_cached_only"]}
["H.1 其他项目清单与计价汇总表"]
["工程名称：04门卫2",null,null,"标段：",null,"第1页 共1页"]
["序号","项目名称",null,null,"金额(元)"]
["1","暂列金额",null,null,""]
["2","专业工程暂估价",null,null,""]
["3","计日工",null,null,""]
["4","总承包服务费",null,null,""]
{"$rows_empty":34}
["合  计",{"$nulls":3},""]
[]
[null,null,"测评合格编号:2021JS-02【新点造价软件V10.0安徽版】"]

{"sheet":"6.5 H.3 专业工程暂估价计价表","index":22,"n_rows":45,"n_cols":8,"rows_kept":45,"merged":[[0,0,0,7],[1,0,1,3],[1,4,1,5],[1,6,1,7],[2,1,2,2],[2,3,2,4],[2,5,2,6],[3,1,3,2],[3,3,3,4],[3,5,3,6],[4,1,4,2],[4,3,4,4],[4,5,4,6],[5,1,5,2],[5,3,5,4],[5,5,5,6],[6,1,6,2],[6,3,6,4],[6,5,6,6],[7,1,7,2],[7,3,7,4],[7,5,7,6],[8,1,8,2],[8,3,8,4],[8,5,8,6],[9,1,9,2],[9,3,9,4],[9,5,9,6],[10,1,10,2],[10,3,10,4],[10,5,10,6],[11,1,11,2],[11,3,11,4],[11,5,11,6],[12,1,12,2],[12,3,12,4],[12,5,12,6],[13,1,13,2],[13,3,13,4],[13,5,13,6],[14,1,14,2],[14,3,14,4],[14,5,14,6],[15,1,15,2],[15,3,15,4],[15,5,15,6],[16,1,16,2],[16,3,16,4],[16,5,16,6],[17,1,17,2],[17,3,17,4],[17,5,17,6],[18,1,18,2],[18,3,18,4],[18,5,18,6],[19,1,19,2],[19,3,19,4],[19,5,19,6],[20,1,20,2],[20,3,20,4],[20,5,20,6],[21,1,21,2],[21,3,21,4],[21,5,21,6],[22,1,22,2],[22,3,22,4],[22,5,22,6],[23,1,23,2],[23,3,23,4],[23,5,23,6],[24,1,24,2],[24,3,24,4],[24,5,24,6],[25,1,25,2],[25,3,25,4],[25,5,25,6],[26,1,26,2],[26,3,26,4],[26,5,26,6],[27,1,27,2],[27,3,27,4],[27,5,27,6],[28,1,28,2],[28,3,28,4],[28,5,28,6],[29,1,29,2],[29,3,29,4],[29,5,29,6],[30,1,30,2],[30,3,30,4],[30,5,30,6],[31,1,31,2],[31,3,31,4],[31,5,31,6],[32,1,32,2],[32,3,32,4],[32,5,32,6],[33,1,33,2],[33,3,33,4],[33,5,33,6],[34,1,34,2],[34,3,34,4],[34,5,34,6],[35,1,35,2],[35,3,35,4],[35,5,35,6],[36,1,36,2],[36,3,36,4],[36,5,36,6],[37,1,37,2],[37,3,37,4],[37,5,37,6],[38,1,38,2],[38,3,38,4],[38,5,38,6],[39,1,39,2],[39,3,39,4],[39,5,39,6],[41,0,41,4],[41,5,41,6],[43,2,43,7],[44,0,44,7]],"flags":["formulas_cached_only"]}
["H.3 专业工程暂估价计价表"]
["工程名称：04门卫2",{"$nulls":3},"标段：",null,"第1页 共1页"]
["序号","工程名称",null,"工程内容",null,"金额(元)",null,"备注"]
{"$rows_empty":38}
["合  计",{"$nulls":4},""]
[]
[null,null,"测评合格编号:2021JS-02【新点造价软件V10.0安徽版】"]
["说明：此表中“金额”由招标人填写。投标时，投标人应按招标人所列金额计入投标总价中。结算时按合同约定结算金额填写。"]

{"sheet":"6.6 附录I 税金计价表","index":23,"n_rows":43,"n_cols":9,"rows_kept":43,"merged":[[0,0,0,8],[1,0,1,3],[1,4,1,5],[1,6,1,8],[2,1,2,2],[2,3,2,4],[2,5,2,6],[3,1,3,2],[3,3,3,4],[3,5,3,6],[4,1,4,2],[4,3,4,4],[4,5,4,6],[5,1,5,2],[5,3,5,4],[5,5,5,6],[6,1,6,2],[6,3,6,4],[6,5,6,6],[7,1,7,2],[7,3,7,4],[7,5,7,6],[8,1,8,2],[8,3,8,4],[8,5,8,6],[9,1,9,2],[9,3,9,4],[9,5,9,6],[10,1,10,2],[10,3,10,4],[10,5,10,6],[11,1,11,2],[11,3,11,4],[11,5,11,6],[12,1,12,2],[12,3,12,4],[12,5,12,6],[13,1,13,2],[13,3,13,4],[13,5,13,6],[14,1,14,2],[14,3,14,4],[14,5,14,6],[15,1,15,2],[15,3,15,4],[15,5,15,6],[16,1,16,2],[16,3,16,4],[16,5,16,6],[17,1,17,2],[17,3,17,4],[17,5,17,6],[18,1,18,2],[18,3,18,4],[18,5,18,6],[19,1,19,2],[19,3,19,4],[19,5,19,6],[20,1,20,2],[20,3,20,4],[20,5,20,6],[21,1,21,2],[21,3,21,4],[21,5,21,6],[22,1,22,2],[22,3,22,4],[22,5,22,6],[23,1,23,2],[23,3,23,4],[23,5,23,6],[24,1,24,2],[24,3,24,4],[24,5,24,6],[25,1,25,2],[25,3,25,4],[25,5,25,6],[26,1,26,2],[26,3,26,4],[26,5,26,6],[27,1,27,2],[27,3,27,4],[27,5,27,6],[28,1,28,2],[28,3,28,4],[28,5,28,6],[29,1,29,2],[29,3,29,4],[29,5,29,6],[30,1,30,2],[30,3,30,4],[30,5,30,6],[31,1,31,2],[31,3,31,4],[31,5,31,6],[32,1,32,2],[32,3,32,4],[32,5,32,6],[33,1,33,2],[33,3,33,4],[33,5,33,6],[34,1,34,2],[34,3,34,4],[34,5,34,6],[35,1,35,2],[35,3,35,4],[35,5,35,6],[36,1,36,2],[36,3,36,4],[36,5,36,6],[37,1,37,2],[37,3,37,4],[37,5,37,6],[38,1,38,2],[38,3,38,4],[38,5,38,6],[39,1,39,2],[39,3,39,4],[39,5,39,6],[40,0,40,7],[42,2,42,8]],"flags":["formulas_cached_only"]}
["附录I 税金计价表"]
["工程名称：04门卫2",{"$nulls":3},"标段：",null,"第1页 共1页"]
["序号","项目名称",null,"计算基础",null,"计算基数",null,"费率(％)","金额(元)"]
["1","增值税",null,"分部分项工程费+措施项目费+不可竞争费+其他项目费",{"$nulls":3},"9.000"]
{"$rows_empty":36}
["合  计",{"$nulls":7},""]
[]
[null,null,"测评合格编号:2021JS-02【新点造价软件V10.0安徽版】"]

{"sheet":"7.1 E.1 分部分项工程量清单计价表","index":24,"n_rows":705,"n_cols":14,"rows_kept":705,"merged":[[0,0,0,13],[1,0,1,5],[1,6,1,10],[1,11,1,13],[2,0,4,0],[2,1,4,1],[2,2,4,3],[2,4,4,4],[2,5,4,6],[2,7,4,7],[2,8,2,13],[3,8,4,8],[3,9,4,9],[3,10,3,13],[4,10,4,11],[5,2,5,4],[5,5,5,6],[5,10,5,11],[6,0,8,0],[6,1,8,1],[6,2,8,3],[6,4,8,4],[6,5,8,6],[6,7,8,7],[6,8,8,8],[6,9,8,9],[6,10,8,11],[6,12,8,12],[6,13,8,13],[9,0,10,0],[9,1,10,1],[9,2,10,3],[9,4,10,4],[9,5,10,6],[9,7,10,7],[9,8,10,8],[9,9,10,9],[9,10,10,11],[9,12,10,12],[9,13,10,13],[11,0,12,0],[11,1,12,1],[11,2,12,3],[11,4,12,4],[11,5,12,6],[11,7,12,7],[11,8,12,8],[11,9,12,9],[11,10,12,11],[11,12,12,12],[11,13,12,13],[13,0,14,0],[13,1,14,1],[13,2,14,3],[13,4,14,4],[13,5,14,6],[13,7,14,7],[13,8,14,8],[13,9,14,9],[13,10,14,11],[13,12,14,12],[13,13,14,13],[15,2,15,3],[15,5,15,6],[15,10,15,11],[16,2,16,3],[16,5,16,6],[16,10,16,11],[17,2,17,3],[17,5,17,6],[17,10,17,11],[18,2,18,3],[18,5,18,6],[18,10,18,11],[19,2,19,3],[19,5,19,6],[19,10,19,11],[20,0,20,13],[22,3,22,13],[23,0,23,13],[24,0,24,5],[24,6,24,10],[24,11,24,13],[25,0,27,0],[25,1,27,1],[25,2,27,3],[25,4,27,4],[25,5,27,6],[25,7,27,7],[25,8,25,13],[26,8,27,8],[26,9,27,9],[26,10,26,13],[27,10,27,11],[28,0,29,0],[28,1,29,1],[28,2,29,3],[28,4,29,4],[28,5,29,6],[28,7,29,7],[28,8,29,8],[28,9,29,9],[28,10,29,11],[28,12,29,12],[28,13,29,13],[30,0,31,0],[30,1,31,1],[30,2,31,3],[30,4,31,4],[30,5,31,6],[30,7,31,7],[30,8,31,8],[30,9,31,9],[30,10,31,11],[30,12,31,12],[30,13,31,13],[32,2,32,3],[32,5,32,6],[32,10,32,11],[33,2,33,3],[33,5,33,6],[33,10,33,11],[34,2,34,3],[34,5,34,6],[34,10,34,11],[35,0,36,0],[35,1,36,1],[35,2,36,3],[35,4,36,4],[35,5,36,6],[35,7,36,7],[35,8,36,8],[35,9,36,9],[35,10,36,11],[35,12,36,12],[35,13,36,13],[37,0,38,0],[37,1,38,1],[37,2,38,3],[37,4,38,4],[37,5,38,6],[37,7,38,7],[37,8,38,8],[37,9,38,9],[37,10,38,11],[37,12,38,12],[37,13,38,13],[39,2,39,3],[39,5,39,6],[39,10,39,11],[40,2,40,3],[40,5,40,6],[40,10,40,11],[41,2,41,3],[41,5,41,6],[41,10,41,11],[42,0,42,13],[43,3,43,13],[44,0,44,13],[45,0,45,5],[45,6,45,10],[45,11,45,13],[46,0,48,0],[46,1,48,1],[46,2,48,3],[46,4,48,4],[46,5,48,6],[46,7,48,7],[46,8,46,13],[47,8,48,8],[47,9,48,9],[47,10,47,13],[48,10,48,11],[49,0,50,0],[49,1,50,1],[49,2,50,3],[49,4,50,4],[49,5,50,6],[49,7,50,7],[49,8,50,8],[49,9,50,9],[49,10,50,11],[49,12,50,12],[49,13,50,13],[51,0,52,0],[51,1,52,1],[51,2,52,3],[51,4,52,4],[51,5,52,6],[51,7,52,7],[51,8,52,8],[51,9,52,9],[51,10,52,11],[51,12,52,12],[51,13,52,13],[53,0,54,0],[53,1,54,1],[53,2,54,3],[53,4,54,4],[53,5,54,6],[53,7,54,7],[53,8,54,8],[53,9,54,9],[53,10,54,11],[53,12,54,12],[53,13,54,13],[55,2,55,3],[55,5,55,6],[55,10,55,11],[56,2,56,3],[56,5,56,6],[56,10,56,11],[57,2,57,3],[57,5,57,6],[57,10,57,11],[58,2,58,3],[58,5,58,6],[58,10,58,11],[59,2,59,3],[59,5,59,6],[59,10,59,11],[60,0,60,13],[61,3,61,13],[62,0,62,13],[63,0,63,5],[63,6,63,10],[63,11,63,13],[64,0,66,0],[64,1,66,1],[64,2,66,3],[64,4,66,4],[64,5,66,6],[64,7,66,7],[64,8,64,13],[65,8,66,8],[65,9,66,9],[65,10,65,13],[66,10,66,11],[67,2,67,3],[67,5,67,6],[67,10,67,11],[68,2,68,3],[68,5,68,6],[68,10,68,11],[69,2,69,3],[69,5,69,6],[69,10,69,11],[70,2,70,3],[70,5,70,6],[70,10,70,11],[71,2,71,3],[71,5,71,6],[71,10,71,11],[72,2,72,3],[72,5,72,6],[72,10,72,11],[73,2,73,3],[73,5,73,6],[73,10,73,11],[74,0,75,0],[74,1,75,1],[74,2,75,3],[74,4,75,4],[74,5,75,6],[74,7,75,7],[74,8,75,8],[74,9,75,9],[74,10,75,11],[74,12,75,12],[74,13,75,13],[76,0,77,0],[76,1,77,1],[76,2,77,3],[76,4,77,4],[76,5,77,6],[76,7,77,7],[76,8,77,8],[76,9,77,9],[76,10,77,11],[76,12,77,12],[76,13,77,13],[78,2,78,3],[78,5,78,6],[78,10,78,11],[79,2,79,3],[79,5,79,6],[79,10,79,11],[80,0,80,13],[82,3,82,13],[83,0,83,13],[84,0,84,5],[84,6,84,10],[84,11,84,13],[85,0,87,0],[85,1,87,1],[85,2,87,3],[85,4,87,4],[85,5,87,6],[85,7,87,7],[85,8,85,13],[86,8,87,8],[86,9,87,9],[86,10,86,13],[87,10,87,11],[88,0,89,0],[88,1,89,1],[88,2,89,3],[88,4,89,4],[88,5,89,6],[88,7,89,7],[88,8,89,8],[88,9,89,9],[88,10,89,11],[88,12,89,12],[88,13,89,13],[90,0,91,0],[90,1,91,1],[90,2,91,3],[90,4,91,4],[90,5,91,6],[90,7,91,7],[90,8,91,8],[90,9,91,9],[90,10,91,11],[90,12,91,12],[90,13,91,13],[92,0,93,0],[92,1,93,1],[92,2,93,3],[92,4,93,4],[92,5,93,6],[92,7,93,7],[92,8,93,8],[92,9,93,9],[92,10,93,11],[92,12,93,12],[92,13,93,13],[94,0,95,0],[94,1,95,1],[94,2,95,3],[94,4,95,4],[94,5,95,6],[94,7,95,7],[94,8,95,8],[94,9,95,9],[94,10,95,11],[94,12,95,12],[94,13,95,13],[96,0,97,0],[96,1,97,1],[96,2,97,3],[96,4,97,4],[96,5,97,6],[96,7,97,7],[96,8,97,8],[96,9,97,9],[96,10,97,11],[96,12,97,12],[96,13,97,13],[98,0,99,0],[98,1,99,1],[98,2,99,3],[98,4,99,4],[98,5,99,6],[98,7,99,7],[98,8,99,8],[98,9,99,9],[98,10,99,11],[98,12,99,12],[98,13,99,13],[100,0,101,0],[100,1,101,1],[100,2,101,3],[100,4,101,4],[100,5,101,6],[100,7,101,7],[100,8,101,8],[100,9,101,9],[100,10,101,11],[100,12,101,12],[100,13,101,13],[102,2,102,3],[102,5,102,6],[102,10,102,11],[103,0,103,13],[105,3,105,13],[106,0,106,13],[107,0,107,5],[107,6,107,10],[107,11,107,13],[108,0,110,0],[108,1,110,1],[108,2,110,3],[108,4,110,4],[108,5,110,6],[108,7,110,7],[108,8,108,13],[109,8,110,8],[109,9,110,9],[109,10,109,13],[110,10,110,11],[111,2,111,3],[111,5,111,6],[111,10,111,11],[112,2,112,3],[112,5,112,6],[112,10,112,11],[113,2,113,3],[113,5,113,6],[113,10,113,11],[114,2,114,3],[114,5,114,6],[114,10,114,11],[115,2,115,3],[115,5,115,6],[115,10,115,11],[116,0,117,0],[116,1,117,1],[116,2,117,3],[116,4,117,4],[116,5,117,6],[116,7,117,7],[116,8,117,8],[116,9,117,9],[116,10,117,11],[116,12,117,12],[116,13,117,13],[118,2,118,3],[118,5,118,6],[118,10,118,11],[119,2,119,3],[119,5,119,6],[119,10,119,11],[120,0,121,0],[120,1,121,1],[120,2,121,3],[120,4,121,4],[120,5,121,6],[120,7,121,7],[120,8,121,8],[120,9,121,9],[120,10,121,11],[120,12,121,12],[120,13,121,13],[122,2,122,3],[122,5,122,6],[122,10,122,11],[123,2,123,3],[123,5,123,6],[123,10,123,11],[124,2,124,3],[124,5,124,6],[124,10,124,11],[125,2,125,3],[125,5,125,6],[125,10,125,11],[126,0,126,13],[127,3,127,13],[128,0,128,13],[129,0,129,5],[129,6,129,10],[129,11,129,13],[130,0,132,0],[130,1,132,1],[130,2,132,3],[130,4,132,4],[130,5,132,6],[130,7,132,7],[130,8,130,13],[131,8,132,8],[131,9,132,9],[131,10,131,13],[132,10,132,11],[133,0,135,0],[133,1,135,1],[133,2,135,3],[133,4,135,4],[133,5,135,6],[133,7,135,7],[133,8,135,8],[133,9,135,9],[133,10,135,11],[133,12,135,12],[133,13,135,13],[136,0,138,0],[136,1,138,1],[136,2,138,3],[136,4,138,4],[136,5,138,6],[136,7,138,7],[136,8,138,8],[136,9,138,9],[136,10,138,11],[136,12,138,12],[136,13,138,13],[139,0,141,0],[139,1,141,1],[139,2,141,3],[139,4,141,4],[139,5,141,6],[139,7,141,7],[139,8,141,8],[139,9,141,9],[139,10,141,11],[139,12,141,12],[139,13,141,13],[142,0,144,0],[142,1,144,1],[142,2,144,3],[142,4,144,4],[142,5,144,6],[142,7,144,7],[142,8,144,8],[142,9,144,9],[142,10,144,11],[142,12,144,12],[142,13,144,13],[145,2,145,3],[145,5,145,6],[145,10,145,11],[146,2,146,3],[146,5,146,6],[146,10,146,11],[147,0,147,13],[148,3,148,13],[149,0,149,13],[150,0,150,5],[150,6,150,10],[150,11,150,13],[151,0,153,0],[151,1,153,1],[151,2,153,3],[151,4,153,4],[151,5,153,6],[151,7,153,7],[151,8,151,13],[152,8,153,8],[152,9,153,9],[152,10,152,13],[153,10,153,11],[154,0,156,0],[154,1,156,1],[154,2,156,3],[154,4,156,4],[154,5,156,6],[154,7,156,7],[154,8,156,8],[154,9,156,9],[154,10,156,11],[154,12,156,12],[154,13,156,13],[157,0,159,0],[157,1,159,1],[157,2,159,3],[157,4,159,4],[157,5,159,6],[157,7,159,7],[157,8,159,8],[157,9,159,9],[157,10,159,11],[157,12,159,12],[157,13,159,13],[160,2,160,3],[160,5,160,6],[160,10,160,11],[161,2,161,3],[161,5,161,6],[161,10,161,11],[162,0,163,0],[162,1,163,1],[162,2,163,3],[162,4,163,4],[162,5,163,6],[162,7,163,7],[162,8,163,8],[162,9,163,9],[162,10,163,11],[162,12,163,12],[162,13,163,13],[164,2,164,3],[164,5,164,6],[164,10,164,11],[165,2,165,3],[165,5,165,6],[165,10,165,11],[166,2,166,3],[166,5,166,6],[166,10,166,11],[167,2,167,3],[167,5,167,6],[167,10,167,11],[168,2,168,3],[168,5,168,6],[168,10,168,11],[169,2,169,3],[169,5,169,6],[169,10,169,11],[170,0,170,13],[172,3,172,13],[173,0,173,13],[174,0,174,5],[174,6,174,10],[174,11,174,13],[175,0,177,0],[175,1,177,1],[175,2,177,3],[175,4,177,4],[175,5,177,6],[175,7,177,7],[175,8,175,13],[176,8,177,8],[176,9,177,9],[176,10,176,13],[177,10,177,11],[178,0,180,0],[178,1,180,1],[178,2,180,3],[178,4,180,4],[178,5,180,6],[178,7,180,7],[178,8,180,8],[178,9,180,9],[178,10,180,11],[178,12,180,12],[178,13,180,13],[181,2,181,4],[181,5,181,6],[181,10,181,11],[182,2,182,4],[182,5,182,6],[182,10,182,11],[183,0,185,0],[183,1,185,1],[183,2,185,3],[183,4,185,4],[183,5,185,6],[183,7,185,7],[183,8,185,8],[183,9,185,9],[183,10,185,11],[183,12,185,12],[183,13,185,13],[186,0,187,0],[186,1,187,1],[186,2,187,3],[186,4,187,4],[186,5,187,6],[186,7,187,7],[186,8,187,8],[186,9,187,9],[186,10,187,11],[186,12,187,12],[186,13,187,13],[188,2,188,3],[188,5,188,6],[188,10,188,11],[189,2,189,3],[189,5,189,6],[189,10,189,11],[190,2,190,3],[190,5,190,6],[190,10,190,11],[191,2,191,3],[191,5,191,6],[191,10,191,11],[192,2,192,3],[192,5,192,6],[192,10,192,11],[193,2,193,3],[193,5,193,6],[193,10,193,11],[194,2,194,3],[194,5,194,6],[194,10,194,11],[195,2,195,3],[195,5,195,6],[195,10,195,11],[196,0,196,13],[198,3,198,13],[199,0,199,13],[200,0,200,5],[200,6,200,10],[200,11,200,13],[201,0,203,0],[201,1,203,1],[201,2,203,3],[201,4,203,4],[201,5,203,6],[201,7,203,7],[201,8,201,13],[202,8,203,8],[202,9,203,9],[202,10,202,13],[203,10,203,11],[204,0,206,0],[204,1,206,1],[204,2,206,3],[204,4,206,4],[204,5,206,6],[204,7,206,7],[204,8,206,8],[204,9,206,9],[204,10,206,11],[204,12,206,12],[204,13,206,13],[207,0,209,0],[207,1,209,1],[207,2,209,3],[207,4,209,4],[207,5,209,6],[207,7,209,7],[207,8,209,8],[207,9,209,9],[207,10,209,11],[207,12,209,12],[207,13,209,13],[210,0,212,0],[210,1,212,1],[210,2,212,3],[210,4,212,4],[210,5,212,6],[210,7,212,7],[210,8,212,8],[210,9,212,9],[210,10,212,11],[210,12,212,12],[210,13,212,13],[213,0,214,0],[213,1,214,1],[213,2,214,3],[213,4,214,4],[213,5,214,6],[213,7,214,7],[213,8,214,8],[213,9,214,9],[213,10,214,11],[213,12,214,12],[213,13,214,13],[215,2,215,3],[215,5,215,6],[215,10,215,11],[216,2,216,3],[216,5,216,6],[216,10,216,11],[217,0,217,13],[219,3,219,13],[220,0,220,13],[221,0,221,5],[221,6,221,10],[221,11,221,13],[222,0,224,0],[222,1,224,1],[222,2,224,3],[222,4,224,4],[222,5,224,6],[222,7,224,7],[222,8,222,13],[223,8,224,8],[223,9,224,9],[223,10,223,13],[224,10,224,11],[225,0,226,0],[225,1,226,1],[225,2,226,3],[225,4,226,4],[225,5,226,6],[225,7,226,7],[225,8,226,8],[225,9,226,9],[225,10,226,11],[225,12,226,12],[225,13,226,13],[227,0,228,0],[227,1,228,1],[227,2,228,3],[227,4,228,4],[227,5,228,6],[227,7,228,7],[227,8,228,8],[227,9,228,9],[227,10,228,11],[227,12,228,12],[227,13,228,13],[229,0,230,0],[229,1,230,1],[229,2,230,3],[229,4,230,4],[229,5,230,6],[229,7,230,7],[229,8,230,8],[229,9,230,9],[229,10,230,11],[229,12,230,12],[229,13,230,13],[231,0,232,0],[231,1,232,1],[231,2,232,3],[231,4,232,4],[231,5,232,6],[231,7,232,7],[231,8,232,8],[231,9,232,9],[231,10,232,11],[231,12,232,12],[231,13,232,13],[233,0,234,0],[233,1,234,1],[233,2,234,3],[233,4,234,4],[233,5,234,6],[233,7,234,7],[233,8,234,8],[233,9,234,9],[233,10,234,11],[233,12,234,12],[233,13,234,13],[235,2,235,3],[235,5,235,6],[235,10,235,11],[236,2,236,3],[236,5,236,6],[236,10,236,11],[237,2,237,3],[237,5,237,6],[237,10,237,11],[238,2,238,3],[238,5,238,6],[238,10,238,11],[239,2,239,3],[239,5,239,6],[239,10,239,11],[240,0,240,13],[241,3,241,13],[242,0,242,13],[243,0,243,5],[243,6,243,10],[243,11,243,13],[244,0,246,0],[244,1,246,1],[244,2,246,3],[244,4,246,4],[244,5,246,6],[244,7,246,7],[244,8,244,13],[245,8,246,8],[245,9,246,9],[245,10,245,13],[246,10,246,11],[247,0,248,0],[247,1,248,1],[247,2,248,3],[247,4,248,4],[247,5,248,6],[247,7,248,7],[247,8,248,8],[247,9,248,9],[247,10,248,11],[247,12,248,12],[247,13,248,13],[249,0,250,0],[249,1,250,1],[249,2,250,3],[249,4,250,4],[249,5,250,6],[249,7,250,7],[249,8,250,8],[249,9,250,9],[249,10,250,11],[249,12,250,12],[249,13,250,13],[251,0,252,0],[251,1,252,1],[251,2,252,3],[251,4,252,4],[251,5,252,6],[251,7,252,7],[251,8,252,8],[251,9,252,9],[251,10,252,11],[251,12,252,12],[251,13,252,13],[253,0,254,0],[253,1,254,1],[253,2,254,3],[253,4,254,4],[253,5,254,6],[253,7,254,7],[253,8,254,8],[253,9,254,9],[253,10,254,11],[253,12,254,12],[253,13,254,13],[255,0,256,0],[255,1,256,1],[255,2,256,3],[255,4,256,4],[255,5,256,6],[255,7,256,7],[255,8,256,8],[255,9,256,9],[255,10,256,11],[255,12,256,12],[255,13,256,13],[257,2,257,3],[257,5,257,6],[257,10,257,11],[258,2,258,3],[258,5,258,6],[258,10,258,11],[259,2,259,3],[259,5,259,6],[259,10,259,11],[260,2,260,3],[260,5,260,6],[260,10,260,11],[261,0,261,13],[262,3,262,13],[263,0,263,13],[264,0,264,5],[264,6,264,10],[264,11,264,13],[265,0,267,0],[265,1,267,1],[265,2,267,3],[265,4,267,4],[265,5,267,6],[265,7,267,7],[265,8,265,13],[266,8,267,8],[266,9,267,9],[266,10,266,13],[267,10,267,11],[268,0,269,0],[268,1,269,1],[268,2,269,3],[268,4,269,4],[268,5,269,6],[268,7,269,7],[268,8,269,8],[268,9,269,9],[268,10,269,11],[268,12,269,12],[268,13,269,13],[270,0,271,0],[270,1,271,1],[270,2,271,3],[270,4,271,4],[270,5,271,6],[270,7,271,7],[270,8,271,8],[270,9,271,9],[270,10,271,11],[270,12,271,12],[270,13,271,13],[272,0,273,0],[272,1,273,1],[272,2,273,3],[272,4,273,4],[272,5,273,6],[272,7,273,7],[272,8,273,8],[272,9,273,9],[272,10,273,11],[272,12,273,12],[272,13,273,13],[274,2,274,3],[274,5,274,6],[274,10,274,11],[275,2,275,3],[275,5,275,6],[275,10,275,11],[276,2,276,3],[276,5,276,6],[276,10,276,11],[277,2,277,3],[277,5,277,6],[277,10,277,11],[278,2,278,3],[278,5,278,6],[278,10,278,11],[279,2,279,3],[279,5,279,6],[279,10,279,11],[280,2,280,3],[280,5,280,6],[280,10,280,11],[281,0,281,13],[283,3,283,13],[284,0,284,13],[285,0,285,5],[285,6,285,10],[285,11,285,13],[286,0,288,0],[286,1,288,1],[286,2,288,3],[286,4,288,4],[286,5,288,6],[286,7,288,7],[286,8,286,13],[287,8,288,8]],"merged_total":2481,"flags":["formulas_cached_only","merged_cut"]}
["E.1 分部分项工程量清单计价表"]
["工程名称：05动力中心",{"$nulls":5},"标段：",{"$nulls":4},"第1页 共32页"]
["序号","项目编码","项目名称",null,"项目特征描述","计量\n单位",null,"工程量","金额（元）"]
[{"$nulls":8},"综合单价","合价","其中"]
[{"$nulls":10},"定额\n人工费",null,"定额\n机械费","暂估价"]
[null,"001","冷却塔系统工程",{"$nulls":4},""]
["1","030113017001","冷却塔",null,"1．名称：全镀锌钢横流冷却塔\n2．型号：CT1-1~2\n3．质量：湿球温度 28.1度,进水温度 37度,出水温度 32度，处理水量 400m3/h·台,变频风机功率 22kW/台，带辅助加热系统,N=6kw/台\n4.钢平台及减震钢架","台",null,"2.000"]
[]
[]
["2","030113015001","过滤器",null,"1．名称：全自动高效自清过滤器\n2．型号：FT1-1~2\n3．质量：100目,多滤管型,不锈钢材质,电动，Q=400m3/h","台",null,"2.000"]
[]
["3","030113001001","冷水机组",null,"1．名称：冷却水循环泵\n2．型号：CP1-1~2\n3．质量：卧式双吸泵,带联轴器,泵壳承受压力需大于等于1.0MPa，Q=500m3/h,H=30m,1480r/min","台",null,"2.000"]
[]
["4","WB030218003001","水箱",null,"1．型号、规格：冷却水补水水箱\n2．容积（m3）：有效容积25T,5.0X2.0X3.5(H)m","台",null,"1.000"]
[]
["5","030225003001","换热器",null,"1．名称：板式换热器\n2．型号：HX-1-01","台",null,"1.000"]
[]
[]
[]
[]
[]
[]
[{"$nulls":3},"测评合格编号:2021JS-02【新点造价软件V10.0安徽版】"]
["E.1 分部分项工程量清单计价表"]
["工程名称：05动力中心",{"$nulls":5},"标段：",{"$nulls":4},"第2页 共32页"]
["序号","项目编码","项目名称",null,"项目特征描述","计量\n单位",null,"工程量","金额（元）"]
[{"$nulls":8},"综合单价","合价","其中"]
[{"$nulls":10},"定额\n人工费",null,"定额\n机械费","暂估价"]
["6","030113001002","冷水机组",null,"1．名称：冷却塔变频供水设备\n2．型号：CWP2-1~2\n3．质量：Q=25m3/h,H=30m\n4、含隔膜气压罐一只600*1500(H)mm,1.6MPa","台",null,"2.000"]
[]
["7","030113001003","冷水机组",null,"1．名称：循环冷却水加药泵\n2．型号：CDP-1,2\n3．质量：Q=7.6 L/h  H=0.35MPa N=0.22KW，药剂桶为PE材质，有效容积200L","台",null,"2.000"]
[]
["8","031006013001","消毒器、消毒锅",null,"1．名称：消毒设备\n2．型号：PTBW-1","台",null,"1.000"]
["9","WB030113003001","地脚螺栓孔灌浆",null,"1．名称：全镀锌钢横流冷却塔等设备\n2．其他：共计6台","m3",null,"0.290"]
["10","WB030113006001","座浆垫板",null,"1．名称：冷却设备\n2．其他：共计6台","墩",null,"36.000"]
["11","030801001001","低压碳钢管",null,"1．材质：无缝钢管\n2．规格：φ108\n3．连接形式、焊接方法：电弧焊\n4．压力试验、吹扫与清洗设计要求：满足施工规范要求","m",null,"9.260"]
[]
["12","030801001002","低压碳钢管",null,"1．材质：无缝钢管\n2．规格：φ219\n3．连接形式、焊接方法：电弧焊\n4．压力试验、吹扫与清洗设计要求：满足施工规范要求","m",null,"22.330"]
[]
[]
[]
[]
[]
[{"$nulls":3},"测评合格编号:2021JS-02【新点造价软件V10.0安徽版】"]
["E.1 分部分项工程量清单计价表"]
["工程名称：05动力中心",{"$nulls":5},"标段：",{"$nulls":4},"第3页 共32页"]
["序号","项目编码","项目名称",null,"项目特征描述","计量\n单位",null,"工程量","金额（元）"]
[{"$nulls":8},"综合单价","合价","其中"]
[{"$nulls":10},"定额\n人工费",null,"定额\n机械费","暂估价"]
["13","030801001003","低压碳钢管",null,"1．材质：无缝钢管\n2．规格：φ273\n3．连接形式、焊接方法：电弧焊\n4．压力试验、吹扫与清洗设计要求：满足施工规范要求","m",null,"26.790"]
[]
["14","030801001004","低压碳钢管",null,"1．材质：无缝钢管\n2．规格：φ325\n3．连接形式、焊接方法：电弧焊\n4．压力试验、吹扫与清洗设计要求：满足施工规范要求","m",null,"51.080"]
[]
["15","030801001005","低压碳钢管",null,"1．材质：无缝钢管\n2．规格：φ426\n3．连接形式、焊接方法：电弧焊\n4．压力试验、吹扫与清洗设计要求：满足施工规范要求","m",null,"96.500"]
[]
["16","030804001001","低压碳钢管件",null,"1．名称：无缝管三通\n2．规格：φ108\n3．连接方式：电弧焊","个",null,"1.000"]
["17","030804001002","低压碳钢管件",null,"1．材质：无缝管弯头\n2．规格：φ108\n3．连接方式：电弧焊","个",null,"3.000"]
["18","030804001003","低压碳钢管件",null,"1．名称：无缝管弯头\n2．规格：φ219\n3．连接方式：电弧焊","个",null,"8.000"]
["19","030804001004","低压碳钢管件",null,"1．名称：无缝管三通\n2．规格：φ219\n3．连接方式：电弧焊","个",null,"4.000"]
["20","030804001005","低压碳钢管件",null,"1．名称：无缝管弯头\n2．规格：φ273\n3．连接方式：电弧焊","个",null,"10.000"]
[]
[{"$nulls":3},"测评合格编号:2021JS-02【新点造价软件V10.0安徽版】"]
["E.1 分部分项工程量清单计价表"]
["工程名称：05动力中心",{"$nulls":5},"标段：",{"$nulls":4},"第4页 共32页"]
["序号","项目编码","项目名称",null,"项目特征描述","计量\n单位",null,"工程量","金额（元）"]
[{"$nulls":8},"综合单价","合价","其中"]
[{"$nulls":10},"定额\n人工费",null,"定额\n机械费","暂估价"]
["21","030804001006","低压碳钢管件",null,"1．名称：无缝管三通\n2．规格：φ273\n3．连接方式：电弧焊","个",null,"5.000"]
["22","030804001007","低压碳钢管件",null,"1．名称：无缝管弯头\n2．规格：φ325\n3．连接方式：电弧焊","个",null,"19.000"]
["23","030804001008","低压碳钢管件",null,"1．名称：无缝管三通\n2．规格：φ325\n3．连接方式：电弧焊","个",null,"7.000"]
["24","030804001009","低压碳钢管件",null,"1．名称：无缝管弯头\n2．规格：φ426\n3．连接方式：电弧焊","个",null,"7.000"]
["25","030804001010","低压碳钢管件",null,"1．名称：无缝管三通\n2．规格：φ426\n3．连接方式：电弧焊","个",null,"5.000"]
["26","030804001011","低压碳钢管件",null,"1．名称：无缝异径管\n2．规格：φ426*325\n3．连接方式：电弧焊","个",null,"2.000"]
["27","030804001012","低压碳钢管件",null,"1．名称：无缝管偏心大小头\n2．规格：φ273\n3．连接方式：电弧焊","个",null,"3.000"]
["28","031001003001","不锈钢管",null,"1．安装部位：室内\n2．介质：不锈管\n3．规格、压力等级：φ22.22\n4．连接形式：卡压式","m",null,"31.230"]
[]
["29","030807003001","低压法兰阀门",null,"1．名称：蝶阀\n2．材质：球墨铸铁\n3．型号、规格：DN100\n4．连接形式：碳钢法兰","个",null,"1.000"]
[]
[]
[]
[]
[]
[{"$nulls":3},"测评合格编号:2021JS-02【新点造价软件V10.0安徽版】"]
["E.1 分部分项工程量清单计价表"]
["工程名称：05动力中心",{"$nulls":5},"标段：",{"$nulls":4},"第5页 共32页"]
["序号","项目编码","项目名称",null,"项目特征描述","计量\n单位",null,"工程量","金额（元）"]
[{"$nulls":8},"综合单价","合价","其中"]
[{"$nulls":10},"定额\n人工费",null,"定额\n机械费","暂估价"]
["30","030807003002","低压法兰阀门",null,"1．名称：电动蝶阀\n2．材质：球墨铸铁\n3．型号、规格：DN100\n4．连接形式：碳钢法兰","个",null,"1.000"]
[]
["31","030807003003","低压法兰阀门",null,"1．名称：蝶阀\n2．材质：球墨铸铁\n3．型号、规格：DN200\n4．连接形式：碳钢法兰","个",null,"4.000"]
[]
["32","030807003004","低压法兰阀门",null,"1．名称：蝶阀\n2．材质：球墨铸铁\n3．型号、规格：DN250\n4．连接形式：碳钢法兰","个",null,"3.000"]
[]
["33","030807003005","低压法兰阀门",null,"1．名称：蝶阀\n2．材质：球墨铸铁\n3．型号、规格：DN300\n4．连接形式：碳钢法兰","个",null,"3.000"]
[]
["34","030807003006","低压法兰阀门",null,"1．名称：多功能阀\n2．材质：球墨铸铁\n3．型号、规格：DN250\n4．连接形式：碳钢法兰","个",null,"3.000"]
[]
["35","030807003007","低压法兰阀门",null,"1．名称：Y型过滤器\n2．材质：球墨铸铁\n3．型号、规格：DN250\n4．连接形式：碳钢法兰","个",null,"3.000"]
[]
["36","030807003008","低压法兰阀门",null,"1．名称：压力调节阀\n2．材质：球墨铸铁\n3．型号、规格：DN200\n4．连接形式：碳钢法兰","个",null,"4.000"]
[]
[]
[]
[]
[{"$nulls":3},"测评合格编号:2021JS-02【新点造价软件V10.0安徽版】"]
["E.1 分部分项工程量清单计价表"]
["工程名称：05动力中心",{"$nulls":5},"标段：",{"$nulls":4},"第6页 共32页"]
["序号","项目编码","项目名称",null,"项目特征描述","计量\n单位",null,"工程量","金额（元）"]
[{"$nulls":8},"综合单价","合价","其中"]
[{"$nulls":10},"定额\n人工费",null,"定额\n机械费","暂估价"]
["37","030810002001","低压碳钢焊接法兰",null,"1．名称：碳钢法兰\n2．型号、规格：DN200","副",null,"4.000"]
["38","030810002002","低压碳钢焊接法兰",null,"1．名称：碳钢法兰\n2．型号、规格：DN250","副",null,"14.000"]
["39","030810002003","低压碳钢焊接法兰",null,"1．名称：碳钢法兰堵板\n2．型号、规格：DN400","副",null,"3.000"]
["40","031003010001","软接头（软管）",null,"1．名称：橡胶软接头\n2．规格：DN200\n3．连接形式：碳钢法兰","个",null,"4.000"]
["41","031003010002","软接头（软管）",null,"1．名称：橡胶软接头\n2．规格：DN250\n3．连接形式：碳钢法兰","个",null,"6.000"]
["42","031003001001","螺纹阀门",null,"1．类型：止回阀\n2．材质：不锈钢\n3．规格、压力等级：DN20\n4．连接形式：螺纹","个",null,"2.000"]
[]
["43","030601001001","温度仪表",null,"1．名称：温度计","支",null,"3.000"]
["44","030601002001","压力仪表",null,"1．名称：压力表\n2．规格：DN15","台",null,"5.000"]
["45","031003001002","螺纹阀门",null,"1．类型：球阀\n2．材质：不锈钢\n3．规格、压力等级：DN20\n4．连接形式：螺纹","个",null,"6.000"]
[]
["46","WB081403008001","阻火圈",null,"1．名称：阻火圈\n2．规格：DN400","个",null,"5.000"]
["47","031201001001","管道刷油",null,"1．除锈级别：轻锈\n2．油漆品种：红丹防锈漆\n3．涂刷遍数、漆膜厚度：两遍","m2",null,"239.930"]
[]
[]
[]
[{"$nulls":3},"测评合格编号:2021JS-02【新点造价软件V10.0安徽版】"]
["E.1 分部分项工程量清单计价表"]
["工程名称：05动力中心",{"$nulls":5},"标段：",{"$nulls":4},"第7页 共32页"]
["序号","项目编码","项目名称",null,"项目特征描述","计量\n单位",null,"工程量","金额（元）"]
[{"$nulls":8},"综合单价","合价","其中"]
[{"$nulls":10},"定额\n人工费",null,"定额\n机械费","暂估价"]
["48","031208002001","管道绝热",null,"1．绝热材料品种：（难燃B1级)橡塑海绵管壳，0.8mm铝壳保护\n2．绝热厚度：50mm\n3.  不锈钢加药管\n4．其他：未尽事宜详见施工图纸及招标文件等相关资料","m3",null,"0.370"]
[]
[]
["49","031208002002","管道绝热",null,"1．绝热材料品种：（难燃B1级)橡塑海绵管壳，0.8mm铝壳保护\n2．绝热厚度：50mm\n3.  无缝钢管φ108\n4．其他：未尽事宜详见施工图纸及招标文件等相关资料","m3",null,"0.240"]
[]
[]
["50","031208002003","管道绝热",null,"1．绝热材料品种：（难燃B1级)橡塑海绵管壳，0.8mm铝壳保护\n2．绝热厚度：50mm\n3.  无缝钢管φ219\n4．其他：未尽事宜详见施工图纸及招标文件等相关资料","m3",null,"0.980"]
[]
[]
["51","031208002004","管道绝热",null,"1．绝热材料品种：（难燃B1级)橡塑海绵管壳，0.8mm铝壳保护\n2．绝热厚度：50mm\n3.  无缝钢管φ273\n4．其他：未尽事宜详见施工图纸及招标文件等相关资料","m3",null,"1.140"]
[]
[]
[]
[]
[]
[{"$nulls":3},"测评合格编号:2021JS-02【新点造价软件V10.0安徽版】"]
["E.1 分部分项工程量清单计价表"]
["工程名称：05动力中心",{"$nulls":5},"标段：",{"$nulls":4},"第8页 共32页"]
["序号","项目编码","项目名称",null,"项目特征描述","计量\n单位",null,"工程量","金额（元）"]
[{"$nulls":8},"综合单价","合价","其中"]
[{"$nulls":10},"定额\n人工费",null,"定额\n机械费","暂估价"]
["52","031208002005","管道绝热",null,"1．绝热材料品种：（难燃B1级)橡塑海绵管壳，0.8mm铝壳保护\n2．绝热厚度：50mm\n3.  无缝钢管φ325\n4．其他：未尽事宜详见施工图纸及招标文件等相关资料","m3",null,"3.120"]
[]
[]
["53","031208002006","管道绝热",null,"1．绝热材料品种：（难燃B1级)橡塑海绵管壳，0.8mm铝壳保护\n2．绝热厚度：50mm\n3.  无缝钢管φ426\n4．其他：未尽事宜详见施工图纸及招标文件等相关资料","m3",null,"7.480"]
[]
[]
["54","031002001001","管道支吊架制作与安装",null,"1．材质：型钢\n2．管架形式：支架","kg",null,"2596.300"]
["55","031002003001","套管制作与安装",null,"1．名称：刚性防水套管制作安装\n2．材质：焊接钢管\n3．规格：DN450","个",null,"6.000"]
["56","031201003001","金属结构刷油",null,"1．除锈级别：轻锈\n2．油漆品种：红丹防锈漆1遍，银粉防锈漆2遍\n3．结构类型：支架\n4．涂刷遍数、漆膜厚度：共3遍","kg",null,"2596.300"]
{"$rows_empty":9}
[{"$nulls":3},"测评合格编号:2021JS-02【新点造价软件V10.0安徽版】"]
["E.1 分部分项工程量清单计价表"]
["工程名称：05动力中心",{"$nulls":5},"标段：",{"$nulls":4},"第9页 共32页"]
["序号","项目编码","项目名称",null,"项目特征描述","计量\n单位",null,"工程量","金额（元）"]
[{"$nulls":8},"综合单价","合价","其中"]
[{"$nulls":10},"定额\n人工费",null,"定额\n机械费","暂估价"]
["57","ZB010101001001","冷却塔与钢平台",null,"1.冷却塔与钢平台相连处需采用特制减震器\n冷却塔底须带整体式钢架,由供应商供应\n设置钢平台,高出屋面2.0m\n2.镀锌钢横流冷却塔\n开式冷却塔设备报价不含控制柜、钢平台及减震钢架\n3.此项主材及制作安装费为暂定","套",null,"2.000"]
[]
[]
[null,null,"分部小计",{"$nulls":4},""]
[null,"002","采暖、燃气工程",{"$nulls":4},""]
["58","030112001001","煤气发生炉",null,"1．名称：燃气热水真空锅炉\n2．型号：B-01，B-02\n3．质量：额定热负荷1170KW，热水流量（m/h）3=100.6，天然气消耗量（m/h）3=126.5\n4．其他：未尽事宜详见设计图纸","台",null,"2.000"]
[]
[]
["59","030112001002","煤气发生炉",null,"1．名称：燃气热水真空锅炉\n2．型号：B-03\n3．质量：额定热负荷580KW，热水流量（m/h）3=50.1，天然气消耗量（m/h）3=63.3\n4．其他：未尽事宜详见设计图纸","台",null,"1.000"]
{"$rows_empty":11}
[{"$nulls":3},"测评合格编号:2021JS-02【新点造价软件V10.0安徽版】"]
["E.1 分部分项工程量清单计价表"]
["工程名称：05动力中心",{"$nulls":5},"标段：",{"$nulls":4},"第10页 共32页"]
["序号","项目编码","项目名称",null,"项目特征描述","计量\n单位",null,"工程量","金额（元）"]
[{"$nulls":8},"综合单价","合价","其中"]
[{"$nulls":10},"定额\n人工费",null,"定额\n机械费","暂估价"]
["60","030113001004","冷水机组",null,"1．名称：水冷磁悬浮冷水机组(变频)\n2．型号：CH-01~02\n3．质量：额定制冷量1481(421RT)，冷冻水流量m3/h=254.2,冷却水流量m3/h=297.6\n4．其他：未尽事宜详见设计图纸及设计变更","台",null,"2.000"]
[]
[]
["61","030113001005","冷水机组",null,"1．名称：水冷磁悬浮冷水机组(变频)\n2．型号：CH-03\n3．质量：额定制冷量704(200RT)，冷冻水流量m3/h=120.9,冷却水流量m3/h=141\n4．其他：未尽事宜详见设计图纸","台",null,"1.000"]
[]
[]
["62","030113001006","冷水机组",null,"1．名称：水冷磁悬浮冷水机组(变频,带热回收)\n2．型号：CH-04\n3．质量：额定制冷量798.4(230RT)，冷冻水流量m3/h=137.1,冷却水流量m3/h=159.6\n4．其他：未尽事宜详见设计图纸","台",null,"1.000"]
[]
[]
["63","030113001007","冷水机组",null,"1．名称：真空排气定压机组\n2．型号：ET/VS-01\n3．质量：有效调节容量2.0m3，最大扬程65m\n4．其他：未尽事宜详见设计图纸","台",null,"1.000"]
[]
[]
[]
[]
[]
[{"$nulls":3},"测评合格编号:2021JS-02【新点造价软件V10.0安徽版】"]
["E.1 分部分项工程量清单计价表"]
["工程名称：05动力中心",{"$nulls":5},"标段：",{"$nulls":4},"第11页 共32页"]
["序号","项目编码","项目名称",null,"项目特征描述","计量\n单位",null,"工程量","金额（元）"]
[{"$nulls":8},"综合单价","合价","其中"]
[{"$nulls":10},"定额\n人工费",null,"定额\n机械费","暂估价"]
["64","030113001008","冷水机组",null,"1．名称：真空排气定压机组\n2．型号：ET/VS-02\n3．质量：有效调节容量1.5/m3，最大扬程65m\n4．其他：未尽事宜详见设计图纸","台",null,"1.000"]
[]
["65","030113014001","自动加药水处理器",null,"1．名称：自动加药水处理器\n2．型号：CD-01\n3．质量：杀菌率99% \n4．其他：未尽事宜详见设计图纸","台",null,"1.000"]
[]
["66","030113014002","自动加药水处理器",null,"1．名称：自动加药水处理器\n2．型号：CD-02\n3．质量：杀菌率99%\n4．其他：未尽事宜详见设计图纸","台",null,"1.000"]
[]
["67","030113001009","冷水机组",null,"1．名称：空调冷冻水循环泵，变频FC\n2．型号：CWP-01~04\n3．质量：扬程33m， 流量m3/h=350\n4．其他：未尽事宜详见设计图纸","台",null,"4.000"]
[]
["68","030113001010","冷水机组",null,"1．名称：空调冷冻水循环泵，变频FC\n2．型号：HWP-01~03\n3．质量：扬程33m， 流量m3/h=165\n4．其他：未尽事宜详见设计图纸","台",null,"3.000"]
{"$rows_empty":7}
[{"$nulls":3},"测评合格编号:2021JS-02【新点造价软件V10.0安徽版】"]
["E.1 分部分项工程量清单计价表"]
["工程名称：05动力中心",{"$nulls":5},"标段：",{"$nulls":4},"第12页 共32页"]
["序号","项目编码","项目名称",null,"项目特征描述","计量\n单位",null,"工程量","金额（元）"]
[{"$nulls":8},"综合单价","合价","其中"]
[{"$nulls":10},"定额\n人工费",null,"定额\n机械费","暂估价"]
["69","030801001006","低压碳钢管",null,"1．材质：无缝钢管\n2．规格：φ57\n3．连接形式、焊接方法：电弧焊\n4．压力试验、吹扫与清洗设计要求：满足设计要求","m",null,"39.250"]
[]
["70","030801001007","低压碳钢管",null,"1．材质：无缝钢管\n2．规格：φ159\n3．连接形式、焊接方法：电弧焊\n4．压力试验、吹扫与清洗设计要求：满足设计要求","m",null,"8.430"]
[]
["71","030801001008","低压碳钢管",null,"1．材质：无缝钢管\n2．规格：φ219\n3．连接形式、焊接方法：电弧焊\n4．压力试验、吹扫与清洗设计要求：满足设计要求","m",null,"19.880"]
[]
["72","030801001009","低压碳钢管",null,"1．材质：无缝钢管\n2．规格：φ273\n3．连接形式、焊接方法：电弧焊\n4．压力试验、吹扫与清洗设计要求：满足设计要求","m",null,"113.240"]
[]
["73","030801001010","低压碳钢管",null,"1．材质：无缝钢管\n2．规格：φ377\n3．连接形式、焊接方法：电弧焊\n4．压力试验、吹扫与清洗设计要求：满足设计要求","m",null,"126.360"]
[]
[]
[]
[]
[]
[]
[{"$nulls":3},"测评合格编号:2021JS-02【新点造价软件V10.0安徽版】"]
["E.1 分部分项工程量清单计价表"]
["工程名称：05动力中心",{"$nulls":5},"标段：",{"$nulls":4},"第13页 共32页"]
["序号","项目编码","项目名称",null,"项目特征描述","计量\n单位",null,"工程量","金额（元）"]
[{"$nulls":8},"综合单价","合价","其中"]
[{"$nulls":10},"定额\n人工费",null,"定额\n机械费","暂估价"]
["74","030801005001","低压碳钢板卷管",null,"1．材质：螺旋钢管\n2．规格：φ250\n3．焊接方法：电弧焊\n4．压力试验、吹扫与清洗设计要求：吹扫与清洗设计要求：满足设计要求","m",null,"4.190"]
[]
["75","030801005002","低压碳钢板卷管",null,"1．材质：螺旋钢管\n2．规格：φ300\n3．焊接方法：电弧焊\n4．压力试验、吹扫与清洗设计要求：吹扫与清洗设计要求：满足设计要求","m",null,"6.530"]
[]
["76","030801005003","低压碳钢板卷管",null,"1．材质：螺旋钢管\n2．规格：φ700\n3．焊接方法：电弧焊\n4．压力试验、吹扫与清洗设计要求：吹扫与清洗设计要求：满足设计要求","m",null,"21.180"]
[]
["77","030804002001","低压碳钢板卷管件",null,"1．名称：螺旋管异径管\n2．规格：φ700*250\n3．连接方式：电弧焊","个",null,"1.000"]
["78","030804002002","低压碳钢板卷管件",null,"1．名称：螺旋管弯头\n2．规格：φ250\n3．连接方式：电弧焊","个",null,"2.000"]
["79","030804002003","低压碳钢板卷管件",null,"1．名称：螺旋管弯头\n2．规格：φ300\n3．连接方式：电弧焊","个",null,"2.000"]
["80","030804002004","低压碳钢板卷管件",null,"1．名称：螺旋管弯头\n2．规格：φ700\n3．连接方式：电弧焊","个",null,"1.000"]
[]
[]
[]
[]
[]
[{"$nulls":3},"测评合格编号:2021JS-02【新点造价软件V10.0安徽版】"]
["E.1 分部分项工程量清单计价表"]
["工程名称：05动力中心",{"$nulls":5},"标段：",{"$nulls":4},"第14页 共32页"]
["序号","项目编码","项目名称",null,"项目特征描述","计量\n单位",null,"工程量","金额（元）"]
[{"$nulls":8},"综合单价","合价","其中"]
[{"$nulls":10},"定额\n人工费",null,"定额\n机械费","暂估价"]
["81","030804002005","低压碳钢板卷管件",null,"1．名称：螺旋管三通\n2．规格：φ300\n3．连接方式：电弧焊","个",null,"2.000"]
["82","030804001013","低压碳钢管件",null,"1．名称：无缝钢管弯头\n2．规格：φ159\n3．连接方式：电弧焊","个",null,"2.000"]
["83","030804001014","低压碳钢管件",null,"1．名称：无缝钢管弯头\n2．规格：φ219\n3．连接方式：电弧焊","个",null,"9.000"]
["84","030804001015","低压碳钢管件",null,"1．名称：无缝钢管弯头\n2．规格：φ273\n3．连接方式：电弧焊","个",null,"22.000"]
["85","030804001016","低压碳钢管件",null,"1．名称：无缝钢管弯头\n2．规格：φ377\n3．连接方式：电弧焊","个",null,"19.000"]
["86","030804001017","低压碳钢管件",null,"1．名称：无缝钢管三通\n2．规格：φ159\n3．连接方式：电弧焊","个",null,"2.000"]
["87","030804001018","低压碳钢管件",null,"1．名称：无缝钢管三通\n2．规格：φ273\n3．连接方式：电弧焊","个",null,"14.000"]
["88","030804001019","低压碳钢管件",null,"1．名称：无缝钢管三通\n2．规格：φ377\n3．连接方式：电弧焊","个",null,"16.000"]
["89","031001003002","不锈钢管",null,"1．安装部位：室内\n2．介质：不锈钢管\n3．规格、压力等级：DN32\n4．连接形式：卡压\n5．压力试验及吹洗设计要求：满足施工规范要求","m",null,"53.250"]
[]
[]
[]
[]
[]
[{"$nulls":3},"测评合格编号:2021JS-02【新点造价软件V10.0安徽版】"]
["E.1 分部分项工程量清单计价表"]
["工程名称：05动力中心",{"$nulls":5},"标段：",{"$nulls":4},"第15页 共32页"]
["序号","项目编码","项目名称",null,"项目特征描述","计量\n单位",null,"工程量","金额（元）"]
[{"$nulls":8},"综合单价","合价","其中"]
[{"$nulls":10},"定额\n人工费",null,"定额\n机械费","暂估价"]
["90","031003010003","软接头（软管）",null,"1．材质：不锈钢金属软管\n2．规格：DN32\n3．连接形式：卡压","根",null,"2.000"]
["91","030807005001","低压安全阀门",null,"1．名称：安全阀\n2．材质：球墨铸铁\n3．型号、规格：DN32\n4．连接形式：螺纹","个",null,"4.000"]
[]
["92","030503008001","电动、电磁阀门",null,"1．名称：电磁阀\n2．规格型号：DN32","个",null,"8.000"]
["93","030807004001","低压齿轮、液压传动、电动阀门",null,"1．名称：电磁阀\n2．材质：球墨铸铁\n3．型号、规格：DN200\n4．连接形式：碳钢法兰","个",null,"3.000"]
[]
["94","030807004002","低压齿轮、液压传动、电动阀门",null,"1．名称：电动比例积分调节阀\n2．材质：球墨铸铁\n3．型号、规格：DN150\n4．连接形式：碳钢法兰","个",null,"1.000"]
[]
["95","030807004003","低压齿轮、液压传动、电动阀门",null,"1．名称：电动比例积分调节阀\n2．材质：球墨铸铁\n3．型号、规格：DN200\n4．连接形式：碳钢法兰","个",null,"1.000"]
[]
["96","030807004004","低压齿轮、液压传动、电动阀门",null,"1．名称：电动比例积分调节阀\n2．材质：球墨铸铁\n3．型号、规格：DN250\n4．连接形式：碳钢法兰","个",null,"8.000"]
[]
[]
[]
[]
[]
[]
[{"$nulls":3},"测评合格编号:2021JS-02【新点造价软件V10.0安徽版】"]
["E.1 分部分项工程量清单计价表"]
["工程名称：05动力中心",{"$nulls":5},"标段：",{"$nulls":4},"第16页 共32页"]
["序号","项目编码","项目名称",null,"项目特征描述","计量\n单位",null,"工程量","金额（元）"]
[{"$nulls":8},"综合单价","合价","其中"]
[{"$nulls":10},"定额\n人工费",null,"定额\n机械费","暂估价"]
["97","030807004005","低压齿轮、液压传动、电动阀门",null,"1．名称：电动比例积分调节阀\n2．材质：球墨铸铁\n3．型号、规格：DN350\n4．连接形式：碳钢法兰","个",null,"1.000"]
[]
["98","030807004006","低压齿轮、液压传动、电动阀门",null,"1．名称：电动阀\n2．材质：球墨铸铁\n3．型号、规格：DN150\n4．连接形式：碳钢法兰","个",null,"1.000"]
[]
["99","030807004007","低压齿轮、液压传动、电动阀门",null,"1．名称：电动阀\n2．材质：球墨铸铁\n3．型号、规格：DN200\n4．连接形式：碳钢法兰","个",null,"6.000"]
[]
["100","030807004008","低压齿轮、液压传动、电动阀门",null,"1．名称：电动阀\n2．材质：球墨铸铁\n3．型号、规格：DN250\n4．连接形式：碳钢法兰","个",null,"2.000"]
[]
["101","030807004009","低压齿轮、液压传动、电动阀门",null,"1．名称：电动阀\n2．材质：球墨铸铁\n3．型号、规格：DN350\n4．连接形式：碳钢法兰","个",null,"4.000"]
[]
["102","WB030503002001","基表电动阀",null,"1．名称：电动三通阀\n2．规格型号：DN32","个",null,"2.000"]
["103","030807001001","低压螺纹阀门",null,"1．名称：蝶阀\n2．材质：球墨铸铁\n3．型号、规格：DN32\n4．连接形式：螺纹","个",null,"8.000"]
[]
[]
[]
[]
[]
[{"$nulls":3},"测评合格编号:2021JS-02【新点造价软件V10.0安徽版】"]
["E.1 分部分项工程量清单计价表"]
["工程名称：05动力中心",{"$nulls":5},"标段：",{"$nulls":4},"第17页 共32页"]
["序号","项目编码","项目名称",null,"项目特征描述","计量\n单位",null,"工程量","金额（元）"]
[{"$nulls":8},"综合单价","合价","其中"]
[{"$nulls":10},"定额\n人工费",null,"定额\n机械费","暂估价"]
["104","030807003009","低压法兰阀门",null,"1．名称：蝶阀\n2．材质：球墨铸铁\n3．型号、规格：DN150\n4．连接形式：碳钢法兰","个",null,"3.000"]
[]
["105","030807003010","低压法兰阀门",null,"1．名称：蝶阀\n2．材质：球墨铸铁\n3．型号、规格：DN200\n4．连接形式：碳钢法兰","个",null,"21.000"]
[]
["106","030807003011","低压法兰阀门",null,"1．名称：蝶阀\n2．材质：球墨铸铁\n3．型号、规格：DN250\n4．连接形式：碳钢法兰","个",null,"17.000"]
[]
["107","030807003012","低压法兰阀门",null,"1．名称：蝶阀\n2．材质：球墨铸铁\n3．型号、规格：DN350\n4．连接形式：碳钢法兰","个",null,"5.000"]
[]
["108","030807001002","低压螺纹阀门",null,"1．名称：定流量阀\n2．材质：球墨铸铁\n3．型号、规格：DN32\n4．连接形式：螺纹","个",null,"14.000"]
[]
["109","030807003013","低压法兰阀门",null,"1．名称：截止阀\n2．材质：球墨铸铁\n3．型号、规格：DN150\n4．连接形式：碳钢法兰","个",null,"2.000"]
[]
["110","030807003014","低压法兰阀门",null,"1．名称：截止阀\n2．材质：球墨铸铁\n3．型号、规格：DN200\n4．连接形式：碳钢法兰","个",null,"6.000"]
[]
[]
[]
[]
[{"$nulls":3},"测评合格编号:2021JS-02【新点造价软件V10.0安徽版】"]
["E.1 分部分项工程量清单计价表"]
["工程名称：05动力中心",{"$nulls":5},"标段：",{"$nulls":4},"第18页 共32页"]
["序号","项目编码","项目名称",null,"项目特征描述","计量\n单位",null,"工程量","金额（元）"]
[{"$nulls":8},"综合单价","合价","其中"]
[{"$nulls":10},"定额\n人工费",null,"定额\n机械费","暂估价"]
["111","030807003015","低压法兰阀门",null,"1．名称：截止阀\n2．材质：球墨铸铁\n3．型号、规格：DN350\n4．连接形式：碳钢法兰","个",null,"8.000"]
[]
["112","030807004010","低压齿轮、液压传动、电动阀门",null,"1．名称：电动开关阀\n2．材质：球墨铸铁\n3．型号、规格：DN250\n4．连接形式：碳钢法兰","个",null,"1.000"]
[]
["113","030807004011","低压齿轮、液压传动、电动阀门",null,"1．名称：电动开关阀\n2．材质：球墨铸铁\n3．型号、规格：DN300\n4．连接形式：碳钢法兰","个",null,"2.000"]
[]
["114","031003001003","螺纹阀门",null,"1．类型：自动排气阀\n2．材质：铜质\n3．规格、压力等级：DN25\n4．连接形式：螺纹","个",null,"3.000"]
[]
["115","030807001003","低压螺纹阀门",null,"1．名称：球阀\n2．材质：不锈钢\n3．型号、规格：DN32\n4．连接形式：螺纹","个",null,"7.000"]
[]
["116","030807001004","低压螺纹阀门",null,"1．名称：止回阀\n2．材质：球墨铸铁\n3．型号、规格：DN32\n4．连接形式：螺纹","个",null,"4.000"]
[]
["117","030807003016","低压法兰阀门",null,"1．名称：止回阀\n2．材质：球墨铸铁\n3．型号、规格：DN200\n4．连接形式：碳钢法兰","个",null,"3.000"]
[]
[]
[]
[{"$nulls":3},"测评合格编号:2021JS-02【新点造价软件V10.0安徽版】"]
["E.1 分部分项工程量清单计价表"]
["工程名称：05动力中心",{"$nulls":5},"标段：",{"$nulls":4},"第19页 共32页"]
["序号","项目编码","项目名称",null,"项目特征描述","计量\n单位",null,"工程量","金额（元）"]
[{"$nulls":8},"综合单价","合价","其中"]
[{"$nulls":10},"定额\n人工费",null,"定额\n机械费","暂估价"]
["118","030807003017","低压法兰阀门",null,"1．名称：止回阀\n2．材质：球墨铸铁\n3．型号、规格：DN250\n4．连接形式：碳钢法兰","个",null,"4.000"]
[]
["119","030807001005","低压螺纹阀门",null,"1．名称：Y型过滤器\n2．材质：球墨铸铁\n3．型号、规格：DN32\n4．连接形式：螺纹","个",null,"6.000"]
[]
["120","030807003018","低压法兰阀门",null,"1．名称：Y型过滤器\n2．材质：球墨铸铁\n3．型号、规格：DN200\n4．连接形式：铸钢法兰","个",null,"7.000"]
[]
["121","030807003019","低压法兰阀门",null,"1．名称：Y型过滤器\n2．材质：球墨铸铁\n3．型号、规格：DN250\n4．连接形式：铸钢法兰","个",null,"8.000"]
[]
["122","030807003020","低压法兰阀门",null,"1．名称：Y型过滤器\n2．材质：球墨铸铁\n3．型号、规格：DN350\n4．连接形式：铸钢法兰","个",null,"4.000"]
[]
["123","031003010004","软接头（软管）",null,"1．名称：不锈软接头\n2．规格：DN32\n3．连接形式：法兰","个",null,"4.000"]
["124","031003010005","软接头（软管）",null,"1．名称：不锈软接头\n2．规格：DN200\n3．连接形式：法兰","个",null,"8.000"]
["125","031003010006","软接头（软管）",null,"1．名称：不锈软接头\n2．规格：DN250\n3．连接形式：法兰","个",null,"8.000"]
[]
[{"$nulls":3},"测评合格编号:2021JS-02【新点造价软件V10.0安徽版】"]
["E.1 分部分项工程量清单计价表"]
["工程名称：05动力中心",{"$nulls":5},"标段：",{"$nulls":4},"第20页 共32页"]
["序号","项目编码","项目名称",null,"项目特征描述","计量\n单位",null,"工程量","金额（元）"]
[{"$nulls":8},"综合单价","合价","其中"]
[{"$nulls":10},"定额\n人工费",null,"定额\n机械费","暂估价"]
["126","031003010007","软接头（软管）",null,"1．名称：不锈软接头\n2．规格：DN350\n3．连接形式：法兰","个",null,"12.000"]
["127","030810002004","低压碳钢焊接法兰",null,"1．名称：碳钢法兰堵板\n2．型号、规格：DN350","副",null,"2.000"]
["128","030810002005","低压碳钢焊接法兰",null,"1．名称：碳钢法兰\n2．型号、规格：DN200","副",null,"1.000"]
["129","030810002006","低压碳钢焊接法兰",null,"1．名称：碳钢法兰\n2．型号、规格：DN250","副",null,"3.000"]
["130","030810002007","低压碳钢焊接法兰",null,"1．名称：碳钢法兰\n2．型号、规格：DN350","副",null,"8.000"]
["131","030810002008","低压碳钢焊接法兰",null,"1．名称：碳钢法兰堵板\n2．型号、规格：DN250","副",null,"1.000"]
["132","080902007001","能量计",null,"1．名称：能量计\n2．规格型号：DN250","个",null,"1.000"]
["133","080902007002","能量计",null,"1．名称：能量计\n2．规格型号：DN350","个",null,"1.000"]
["134","030601001002","温度仪表",null,"1．名称：温度计","支",null,"29.000"]
["135","030601002002","压力仪表",null,"1．名称：压力表\n2．规格：DN15","台",null,"46.000"]
["136","080902004001","传感器",null,"1．名称：压力传感器\n2．规格型号：DN32","支",null,"39.000"]
["137","030804001020","低压碳钢管件",null,"1．名称：泄爆口\n2．规格：φ250\n3．连接方式：碳钢法兰","个",null,"1.000"]
["138","030804001021","低压碳钢管件",null,"1．名称：泄爆口\n2．规格：φ350\n3．连接方式：碳钢法兰","个",null,"2.000"]
[]
[]
[]
[{"$nulls":3},"测评合格编号:2021JS-02【新点造价软件V10.0安徽版】"]
["E.1 分部分项工程量清单计价表"]
["工程名称：05动力中心",{"$nulls":5},"标段：",{"$nulls":4},"第21页 共32页"]
["序号","项目编码","项目名称",null,"项目特征描述","计量\n单位",null,"工程量","金额（元）"]
[{"$nulls":8},"综合单价","合价","其中"]
[{"$nulls":10},"定额\n人工费",null,"定额\n机械费","暂估价"]
["139","WB030113003002","地脚螺栓孔灌浆",null,"1．名称：冷却设备，\n2．其他：共18台","m3",null,"0.960"]
["140","WB030113006002","座浆垫板",null,"1．名称：座浆垫板\n2．其他：设备18台","墩",null,"108.000"]
["141","031002003002","套管制作与安装",null,"1．名称：刚性防水套管制作安装\n2．材质：焊接钢管\n3．规格：DN80","个",null,"3.000"]
["142","031002003003","套管制作与安装",null,"1．名称：刚性防水套管制作安装\n2．材质：焊接钢管\n3．规格：DN300","个",null,"2.000"]
["143","WB081403008002","阻火圈",null,"1．名称：阻火圈\n2．规格：DN400","个",null,"2.000"]
["144","031201001002","管道刷油",null,"1．除锈级别：轻锈\n2．油漆品种：红丹防锈漆\n3．涂刷遍数、漆膜厚度：两遍","m2",null,"80.610"]
["145","031208002007","管道绝热",null,"1．绝热材料品种：（难燃B1级)橡塑海绵管壳，0.8mm铝壳保护\n2．绝热厚度：50mm\n3.  不锈钢DN32\n4．其他：未尽事宜详见施工图纸及招标文件等相关资料","m3",null,"0.720"]
[]
["146","031208002008","管道绝热",null,"1．绝热材料品种：（难燃B1级)橡塑海绵管壳，0.8mm铝壳保护\n2．绝热厚度：50mm\n3. 无缝钢管φ57\n4．其他：未尽事宜详见施工图纸及招标文件等相关资料","m3",null,"0.690"]
[]
[]
[]
[]
[]
[{"$nulls":3},"测评合格编号:2021JS-02【新点造价软件V10.0安徽版】"]
["E.1 分部分项工程量清单计价表"]
["工程名称：05动力中心",{"$nulls":5},"标段：",{"$nulls":4},"第22页 共32页"]
["序号","项目编码","项目名称",null,"项目特征描述","计量\n单位",null,"工程量","金额（元）"]
[{"$nulls":8},"综合单价","合价","其中"]
[{"$nulls":10},"定额\n人工费",null,"定额\n机械费","暂估价"]
["147","031208002009","管道绝热",null,"1．绝热材料品种：（难燃B1级)橡塑海绵管壳，0.8mm铝壳保护\n2．绝热厚度：50mm\n3. 无缝钢管φ159\n4．其他：未尽事宜详见施工图纸及招标文件等相关资料","m3",null,"0.290"]
[]
[]
["148","031208002010","管道绝热",null,"1．绝热材料品种：（难燃B1级)橡塑海绵管壳，0.8mm铝壳保护\n2．绝热厚度：50mm\n3. 无缝钢管φ219\n4．其他：未尽事宜详见施工图纸及招标文件等相关资料","m3",null,"0.870"]
[]
[]
["149","031208002011","管道绝热",null,"1．绝热材料品种：（难燃B1级)橡塑海绵管壳，0.8mm铝壳保护\n2．绝热厚度：50mm\n3. 无缝钢管φ273\n4．其他：未尽事宜详见施工图纸及招标文件等相关资料","m3",null,"5.970"]
[]
[]
["150","031208002012","管道绝热",null,"1．绝热材料品种：（难燃B1级)橡塑海绵管壳，0.8mm铝壳保护\n2．绝热厚度：50mm\n3. 无缝钢管φ273\n4．其他：未尽事宜详见施工图纸及招标文件等相关资料","m3",null,"8.710"]
[]
[]
["151","031002001002","管道支吊架制作与安装",null,"1．材质：型钢\n2．管架形式：支架","kg",null,"1403.700"]
[]
[{"$nulls":3},"测评合格编号:2021JS-02【新点造价软件V10.0安徽版】"]
["E.1 分部分项工程量清单计价表"]
["工程名称：05动力中心",{"$nulls":5},"标段：",{"$nulls":4},"第23页 共32页"]
["序号","项目编码","项目名称",null,"项目特征描述","计量\n单位",null,"工程量","金额（元）"]
[{"$nulls":8},"综合单价","合价","其中"]
[{"$nulls":10},"定额\n人工费",null,"定额\n机械费","暂估价"]
["152","031002003004","套管制作与安装",null,"1．名称：刚性防水套管制作安装\n2．材质：焊接钢管\n3．规格：DN450","个",null,"6.000"]
["153","031201003002","金属结构刷油",null,"1．除锈级别：轻锈\n2．油漆品种：红丹防锈漆1遍，银粉防锈漆2遍\n3．结构类型：支架\n4．涂刷遍数、漆膜厚度：共3遍","kg",null,"1403.700"]
[]
[null,null,"分部小计",{"$nulls":4},""]
[null,"003","暖通工程",{"$nulls":4},""]
["154","030701004001","风机盘管AC-5-01",null,"1、名称：风机盘管AC-5-01\n2、风量：1600m3/h，功率：160w\n3、带双层防结露百叶风口，配控制箱、控制面板及线缆等\n4、其他未尽事宜详见施工图纸及说明","台",null,"4.000"]
[]
["155","WB030701001001","多联体空调器室外机R-5-01",null,"1、名称：多联体空调器室外机R-5-01\n2、制冷量：45kw\n3、配控制线缆、控制面板等\n4、其他未尽事宜详见施工图纸及说明","台",null,"1.000"]
[]
["156","030801014001","铜管φ9.5",null,"1、名称：铜管\n2、规格：φ9.5\n3、连接方式：焊接","m",null,"9.610"]
["157","030801014002","铜管φ12.7",null,"1、名称：铜管\n2、规格：φ12.7\n3、连接方式：焊接","m",null,"23.360"]
[]
[]
[]
[]
[{"$nulls":3},"测评合格编号:2021JS-02【新点造价软件V10.0安徽版】"]
["E.1 分部分项工程量清单计价表"]
["工程名称：05动力中心",{"$nulls":5},"标段：",{"$nulls":4},"第24页 共32页"]
["序号","项目编码","项目名称",null,"项目特征描述","计量\n单位",null,"工程量","金额（元）"]
[{"$nulls":8},"综合单价","合价","其中"]
[{"$nulls":10},"定额\n人工费",null,"定额\n机械费","暂估价"]
["158","030801014003","铜管φ15.9",null,"1、名称：铜管\n2、规格：φ15.9\n3、连接方式：焊接","m",null,"9.610"]
["159","030801014004","铜管φ22.2",null,"1、名称：铜管\n2、规格：φ22.2\n3、连接方式：焊接","m",null,"4.000"]
["160","030801014005","铜管φ28.6",null,"1、名称：铜管\n2、规格：φ28.6\n3、连接方式：焊接","m",null,"4.200"]
["161","030801014006","铜管φ31.8",null,"1、名称：铜管\n2、规格：φ31.8\n3、连接方式：焊接","m",null,"19.360"]
["162","WB030817010001","管道系统吹扫",null,"1、管道系统吹扫\n2、吹扫气体速度不小于20m/s","m",null,"70.140"]
["163","031208002013","管道绝热",null,"1、管道绝缘\n2、材质：橡塑海绵\n3、厚度：30mm\n4、其他未尽事宜详见施工图纸及说明","m3",null,"0.150"]
[]
["164","031208007001","防潮层、保护层",null,"1、保护层\n2、材质：铝皮\n3、厚度：0.8mm","m2",null,"4.910"]
["165","ZB030701001001","分歧器",null,"1、名称：分歧器\n2、材质：铜\n3、其他未尽事宜详见施工图纸及说明","个",null,"3.000"]
["166","031001001001","热镀锌钢管DN32",null,"1、名称：热镀锌钢管\n2、规格：DN32\n3、连接方式：丝扣\n4、其他未尽事宜详见施工图纸及说明","m",null,"34.000"]
[]
["167","031208002014","管道绝热",null,"1、管道绝缘\n2、材质：橡塑海绵\n3、厚度：25mm\n4、其他未尽事宜详见施工图纸及说明","m3",null,"0.090"]
[]
[]
[{"$nulls":3},"测评合格编号:2021JS-02【新点造价软件V10.0安徽版】"]
["E.1 分部分项工程量清单计价表"]
["工程名称：05动力中心",{"$nulls":5},"标段：",{"$nulls":4},"第25页 共32页"]
["序号","项目编码","项目名称",null,"项目特征描述","计量\n单位",null,"工程量","金额（元）"]
[{"$nulls":8},"综合单价","合价","其中"]
[{"$nulls":10},"定额\n人工费",null,"定额\n机械费","暂估价"]
["168","031002001003","管道支吊架制作与安装",null,"1、管道支吊架制作与安装\n2、除锈后刷防锈漆两遍，色漆两遍","kg",null,"50.000"]
["169","WB030701005001","设备支架制作安装",null,"1、设备支架制作安装\n2、其他未尽事宜详见施工图纸及说明","kg",null,"30.000"]
[null,null,"分部小计",{"$nulls":4},""]
[null,"004","自动控制装置",{"$nulls":4},""]
["170","WB030508005001","智能识别处理设备",null,"1．名称：BAS服务器\n2．技术参数：详见设计图纸及材料表\n3．部位：管理控制中心\n4．其他：依据设计图纸中材料表计入","台",null,"1.000"]
[]
["171","030507014001","显示设备",null,"1．名称：BAS操作电脑\n2．技术参数：详见设计图纸及材料表\n3．部位：管理控制中心\n4．其他：依据设计图纸中材料表计入","台",null,"1.000"]
[]
["172","030501002001","输出设备",null,"1．名称：打印机\n2．技术参数：详见设计图纸及材料表\n3．部位：管理控制中心\n4．其他：依据设计图纸中材料表计入","台",null,"1.000"]
{"$rows_empty":10}
[{"$nulls":3},"测评合格编号:2021JS-02【新点造价软件V10.0安徽版】"]
["E.1 分部分项工程量清单计价表"]
["工程名称：05动力中心",{"$nulls":5},"标段：",{"$nulls":4},"第26页 共32页"]
["序号","项目编码","项目名称",null,"项目特征描述","计量\n单位",null,"工程量","金额（元）"]
[{"$nulls":8},"综合单价","合价","其中"]
[{"$nulls":10},"定额\n人工费",null,"定额\n机械费","暂估价"]
["173","030501017001","软件",null,"1．部位：管理控制中心\n2．名称：管理服务器软件平台\n3．规格型号：ADS-5U\n4．技术参数：详见设计图纸及材料表\n5．容量：WEB服务，5用户\n6．其他：依据设计图纸中材料表计入","套",null,"1.000"]
[]
[]
["174","030501013001","网络服务器软件",null,"1．名称：网络控制引擎\n2．规格型号：M4-SNE110L1-0\n3．技术参数：详见设计图纸及材料表\n4．部位：现场控制层\n5．其他：依据设计图纸中材料表计入","台",null,"3.000"]
[]
["175","WB030508015001","数字媒体控制设备",null,"1．名称：BACnet通用数字控制器\n2．规格型号：FAC3613\n3．技术参数：详见设计图纸及材料表\n4．部位：现场控制层\n5．其他：依据设计图纸中材料表计入","套",null,"20.000"]
[]
[]
["176","030904008001","模块",null,"1．名称：BACnet I/O模块\n2．规格：IOM2723，BACnet MSTP，8UI，2AO\n3．技术参数：详见设计图纸及材料表\n4．部位：现场控制层\n5．其他：依据设计图纸中材料表计入","个",null,"19.000"]
[]
[]
[]
[]
[]
[{"$nulls":3},"测评合格编号:2021JS-02【新点造价软件V10.0安徽版】"]
["E.1 分部分项工程量清单计价表"]
["工程名称：05动力中心",{"$nulls":5},"标段：",{"$nulls":4},"第27页 共32页"]
["序号","项目编码","项目名称",null,"项目特征描述","计量\n单位",null,"工程量","金额（元）"]
[{"$nulls":8},"综合单价","合价","其中"]
[{"$nulls":10},"定额\n人工费",null,"定额\n机械费","暂估价"]
["177","030904008002","模块",null,"1．名称：BACnet I/O模块\n2．规格：IOM3723，BACnet MSTP，16DI\n3．技术参数：详见设计图纸及材料表\n4．部位：现场控制层\n5．其他：依据设计图纸中材料表计入","个",null,"2.000"]
[]
[]
["178","030904008003","模块",null,"1．名称：BACnet I/O模块\n2．规格：IOM3733，BACnet MSTP，8DI、8DO\n3．技术参数：详见设计图纸及材料表\n4．部位：现场控制层\n5．其他：依据设计图纸中材料表计入","个",null,"4.000"]
[]
[]
["179","030404016001","控制箱",null,"1．名称：成套控制柜\n2．规格：1000*800*200\n3．柜内配制：包含变压器、开关电源、继电器等元器件\n4．其他：依据设计图纸中材料表计入\n5．部位：现场控制层","台",null,"15.000"]
[]
[]
["180","030404016002","控制箱",null,"1．名称：成套控制柜\n2．规格：700*500*200\n3．柜内配制：包含变压器、开关电源、继电器等元器件\n4．其他：依据设计图纸中材料表计入\n5.部位：现场控制层","台",null,"3.000"]
[]
[]
[]
[]
[]
[{"$nulls":3},"测评合格编号:2021JS-02【新点造价软件V10.0安徽版】"]
["E.1 分部分项工程量清单计价表"]
["工程名称：05动力中心",{"$nulls":5},"标段：",{"$nulls":4},"第28页 共32页"]
["序号","项目编码","项目名称",null,"项目特征描述","计量\n单位",null,"工程量","金额（元）"]
[{"$nulls":8},"综合单价","合价","其中"]
[{"$nulls":10},"定额\n人工费",null,"定额\n机械费","暂估价"]
["181","030503005001","第三方通信设备接口",null,"1．名称：压缩空气系统通讯接口\n2．技术参数：RS485转TCP接通讯，第三方转Bacnet/IP协议级开发，具体详见设计图纸\n3．系统：第三方接口\n4．其他：依据设计图纸中材料表计入","个",null,"1.000"]
[]
[]
["182","030503005002","第三方通信设备接口",null,"1．名称：风机盘管系统通讯接口\n2．技术参数：RS485转TCP接通讯，第三方转Bacnet/IP协议级开发\n3．系统：第三方接口\n4．其他：依据设计图纸中材料表计入","个",null,"1.000"]
[]
[]
["183","030503005003","第三方通信设备接口",null,"1．名称：冷水机组通讯接口\n2．技术参数：RS485转TCP接通讯，第三方转Bacnet/IP协议级开发\n3．系统：第三方接口\n4．其他：依据设计图纸中材料表计入","个",null,"1.000"]
[]
["184","030503005004","第三方通信设备接口",null,"1．名称：锅炉通讯接口\n2．技术参数：RS485转TCP接通讯，第三方转Bacnet/IP协议级开发\n3．系统：第三方接口\n4．其他：依据设计图纸中材料表计入","个",null,"1.000"]
[]
[]
[]
[]
[]
[{"$nulls":3},"测评合格编号:2021JS-02【新点造价软件V10.0安徽版】"]
["E.1 分部分项工程量清单计价表"]
["工程名称：05动力中心",{"$nulls":5},"标段：",{"$nulls":4},"第29页 共32页"]
["序号","项目编码","项目名称",null,"项目特征描述","计量\n单位",null,"工程量","金额（元）"]
[{"$nulls":8},"综合单价","合价","其中"]
[{"$nulls":10},"定额\n人工费",null,"定额\n机械费","暂估价"]
["185","030503006001","传感器、变送器",null,"1．名称：气体压差开关\n2．型号：P233A-4-AKC\n3．规格：0.5~4mbar\n4．系统：传感器&执行器\n5．其他：依据设计图纸中材料表计入","支",null,"30.000"]
[]
["186","030503006002","传感器、变送器",null,"1．名称：防冻开关\n2．型号：A11D-4C\n3．规格：2-7℃，带手动复位\n4．系统：传感器&执行器\n5．其他：依据设计图纸中材料表计入","支",null,"1.000"]
[]
["187","030503006003","风管温湿度传感器",null,"1．名称：风管温湿度传感器\n2．规格型号：HT7000\n3．技术参数：0-50℃，4-20mA\n4．系统：传感器&执行器\n5．其他：依据设计图纸中材料表计入","支",null,"29.000"]
[]
["188","030503006004","传感器、变送器",null,"1．名称：室内温湿度传感器\n2．规格型号：EE10\n3．技术参数：0-50℃，4-20mA\n4．其他：依据设计图纸中材料表计入\n5．系统：传感器&执行器","支",null,"14.000"]
[]
["189","030503006005","传感器、变送器",null,"1．名称：露点温度传感器\n2．技术参数：详见设计图纸及材料表\n3．其他：依据设计图纸中材料表计入\n4．系统：传感器&执行器","支",null,"15.000"]
[]
[]
[]
[{"$nulls":3},"测评合格编号:2021JS-02【新点造价软件V10.0安徽版】"]
["E.1 分部分项工程量清单计价表"]
["工程名称：05动力中心",{"$nulls":5},"标段：",{"$nulls":4},"第30页 共32页"]
["序号","项目编码","项目名称",null,"项目特征描述","计量\n单位",null,"工程量","金额（元）"]
[{"$nulls":8},"综合单价","合价","其中"]
[{"$nulls":10},"定额\n人工费",null,"定额\n机械费","暂估价"]
["190","030503006006","传感器、变送器",null,"1．名称：风速传感器\n2．规格型号：AVDTXX\n3．技术参数：0-2/0-10/0-20m/s，4-20mA\n4．其他：依据设计图纸中材料表计入\n5．系统：传感器&执行器","支",null,"15.000"]
[]
["191","030503006007","传感器、变送器",null,"1．名称：水管温度传感器\n2．规格型号：TE-631AM-1/WZ-1000-5\n3．技术参数：Ni1000，-46~104℃\n4．其他：依据设计图纸中材料表计入\n5．系统：传感器&执行器","支",null,"6.000"]
[]
[]
["192","030503006008","传感器、变送器",null,"1．名称：液体压力变送器\n2．规格型号：P499ABS-404C\n3．技术参数：4-20mA，0-30bar\n4．其他：依据设计图纸中材料表计入\n5．系统：传感器&执行器","支",null,"4.000"]
[]
["193","030503006009","传感器、变送器",null,"1．名称：流量计\n2．规格型号：DWM2000\n3．技术参数：DN50~DN400，4-20mA\n4．其他：依据设计图纸中材料表计入\n5．系统：传感器&执行器","支",null,"2.000"]
{"$rows_empty":7}
[{"$nulls":3},"测评合格编号:2021JS-02【新点造价软件V10.0安徽版】"]
["E.1 分部分项工程量清单计价表"]
["工程名称：05动力中心",{"$nulls":5},"标段：",{"$nulls":4},"第31页 共32页"]
["序号","项目编码","项目名称",null,"项目特征描述","计量\n单位",null,"工程量","金额（元）"]
[{"$nulls":8},"综合单价","合价","其中"]
[{"$nulls":10},"定额\n人工费",null,"定额\n机械费","暂估价"]
["194","030503006010","传感器、变送器",null,"1．名称：液位计\n2．技术参数：0-1m，4-20mA\n3．其他：依据设计图纸中材料表计入\n4．系统：传感器&执行器","支",null,"2.000"]
[]
["195","030503007001","风阀执行器",null,"1．名称：风阀执行器\n2．规格型号：M9116-GGA-2\n3．技术参数：16NM，0-10V\n4．系统：传感器&执行器\n5．其他：依据设计图纸中材料表计入","个",null,"28.000"]
[]
["196","030503007002","风阀执行器",null,"1．名称：风阀执行器\n2．规格型号：M9116-GGA-2\n3．技术参数：16NM，On/Off带辅助反馈\n4．系统：传感器&执行器\n5．其他：依据设计图纸中材料表计入","个",null,"1.000"]
[]
["197","030501017002","软件",null,"1．名称：ADS上位机软件开发\n2．规格型号：系统编程、界面开发部署\n3．系统：系统技术服务\n4．其他：依据设计图纸中材料表计入","项",null,"1.000"]
[]
["198","030501017003","软件",null,"1．名称：DDC下位机软件开发\n2．规格型号：系统编程、界面开发部署\n3．系统：系统技术服务\n4．其他：依据设计图纸中材料表计入","项",null,"1.000"]
[]
["199","030501015001","现场调试费、网络系统系统联调",null,"1.现场调试费\n2.依据设计图纸中材料表计入","系统",null,"1.000"]
[]
[{"$nulls":3},"测评合格编号:2021JS-02【新点造价软件V10.0安徽版】"]
["E.1 分部分项工程量清单计价表"]
["工程名称：05动力中心",{"$nulls":5},"标段：",{"$nulls":4},"第32页 共32页"]
["序号","项目编码","项目名称",null,"项目特征描述","计量\n单位",null,"工程量","金额（元）"]
[{"$nulls":8},"综合单价","合价","其中"]
[{"$nulls":10},"定额\n人工费",null,"定额\n机械费","暂估价"]
[null,null,"分部小计",{"$nulls":4},""]
[null,"005","措施费",{"$nulls":4},""]
["200","031301017001","脚手架搭拆",null,"脚手架搭拆脚手架搭拆","项",null,"1.000"]
["201","ZB031301012001","工程系统检测、检验",null,"工程系统检测、检验","项",null,"1.000"]
[null,null,"分部小计",{"$nulls":4},""]
{"$rows_empty":33}
[{"$nulls":3},"测评合格编号:2021JS-02【新点造价软件V10.0安徽版】"]

{"sheet":"7.2 附录F 措施项目清单计价表","index":25,"n_rows":44,"n_cols":9,"rows_kept":44,"merged":[[0,0,0,8],[1,0,1,3],[1,4,1,6],[1,7,1,8],[2,1,2,2],[2,3,2,4],[2,6,2,7],[3,1,3,2],[3,3,3,4],[3,6,3,7],[4,1,4,2],[4,3,4,4],[4,6,4,7],[5,1,5,2],[5,3,5,4],[5,6,5,7],[6,1,6,2],[6,3,6,4],[6,6,6,7],[7,1,7,2],[7,3,7,4],[7,6,7,7],[8,1,8,2],[8,3,8,4],[8,6,8,7],[9,1,9,2],[9,3,9,4],[9,6,9,7],[10,1,10,2],[10,3,10,4],[10,6,10,7],[11,1,11,2],[11,3,11,4],[11,6,11,7],[12,1,12,2],[12,3,12,4],[12,6,12,7],[13,1,13,2],[13,3,13,4],[13,6,13,7],[14,1,14,2],[14,3,14,4],[14,6,14,7],[15,1,15,2],[15,3,15,4],[15,6,15,7],[16,1,16,2],[16,3,16,4],[16,6,16,7],[17,1,17,2],[17,3,17,4],[17,6,17,7],[18,1,18,2],[18,3,18,4],[18,6,18,7],[19,1,19,2],[19,3,19,4],[19,6,19,7],[20,1,20,2],[20,3,20,4],[20,6,20,7],[21,1,21,2],[21,3,21,4],[21,6,21,7],[22,1,22,2],[22,3,22,4],[22,6,22,7],[23,1,23,2],[23,3,23,4],[23,6,23,7],[24,1,24,2],[24,3,24,4],[24,6,24,7],[25,1,25,2],[25,3,25,4],[25,6,25,7],[26,1,26,2],[26,3,26,4],[26,6,26,7],[27,1,27,2],[27,3,27,4],[27,6,27,7],[28,1,28,2],[28,3,28,4],[28,6,28,7],[29,1,29,2],[29,3,29,4],[29,6,29,7],[30,1,30,2],[30,3,30,4],[30,6,30,7],[31,1,31,2],[31,3,31,4],[31,6,31,7],[32,1,32,2],[32,3,32,4],[32,6,32,7],[33,1,33,2],[33,3,33,4],[33,6,33,7],[34,1,34,2],[34,3,34,4],[34,6,34,7],[35,1,35,2],[35,3,35,4],[35,6,35,7],[36,1,36,2],[36,3,36,4],[36,6,36,7],[37,1,37,2],[37,3,37,4],[37,6,37,7],[38,1,38,2],[38,3,38,4],[38,6,38,7],[39,1,39,2],[39,3,39,4],[39,6,39,7],[40,1,40,2],[40,3,40,4],[40,6,40,7],[41,0,41,7],[43,2,43,8]],"flags":["formulas_cached_only"]}
["附录F 措施项目清单与计价表"]
["工程名称：05动力中心",{"$nulls":3},"标段：",null,null,"第1页 共1页"]
["序号","项目编码",null,"项目名称",null,"计算基础","费率（%）",null,"金额（元）"]
["1","JC-01",null,"夜间施工增加费",null,null,"0.500"]
["2","JC-02",null,"二次搬运费",null,null,"1.000"]
["3","JC-03",null,"冬雨季施工增加费",null,null,"0.800"]
["4","JC-04",null,"已完工程及设备保护费",null,null,"0.100"]
["5","JC-05",null,"工程定位复测费",null,null,"1.000"]
["6","JC-06",null,"非夜间施工照明费",null,null,""]
["7","JC-07",null,"临时保护设施费",null,null,"0.200"]
["8","JC-08",null,"赶工措施费",null,null,""]
{"$rows_empty":30}
["合   计",{"$nulls":7},""]
[]
[null,null,"测评合格编号:2021JS-02【新点造价软件V10.0安徽版】"]

{"sheet":"7.3 附录G 不可竞争项目清单与计价表","index":26,"n_rows":44,"n_cols":9,"rows_kept":44,"merged":[[0,0,0,8],[1,0,1,3],[1,4,1,6],[1,7,1,8],[2,1,2,2],[2,3,2,4],[2,6,2,7],[3,1,3,2],[3,3,3,4],[3,6,3,7],[4,1,4,2],[4,3,4,4],[4,6,4,7],[5,1,5,2],[5,3,5,4],[5,6,5,7],[6,1,6,2],[6,3,6,4],[6,6,6,7],[7,1,7,2],[7,3,7,4],[7,6,7,7],[8,1,8,2],[8,3,8,4],[8,6,8,7],[9,1,9,2],[9,3,9,4],[9,6,9,7],[10,1,10,2],[10,3,10,4],[10,6,10,7],[11,1,11,2],[11,3,11,4],[11,6,11,7],[12,1,12,2],[12,3,12,4],[12,6,12,7],[13,1,13,2],[13,3,13,4],[13,6,13,7],[14,1,14,2],[14,3,14,4],[14,6,14,7],[15,1,15,2],[15,3,15,4],[15,6,15,7],[16,1,16,2],[16,3,16,4],[16,6,16,7],[17,1,17,2],[17,3,17,4],[17,6,17,7],[18,1,18,2],[18,3,18,4],[18,6,18,7],[19,1,19,2],[19,3,19,4],[19,6,19,7],[20,1,20,2],[20,3,20,4],[20,6,20,7],[21,1,21,2],[21,3,21,4],[21,6,21,7],[22,1,22,2],[22,3,22,4],[22,6,22,7],[23,1,23,2],[23,3,23,4],[23,6,23,7],[24,1,24,2],[24,3,24,4],[24,6,24,7],[25,1,25,2],[25,3,25,4],[25,6,25,7],[26,1,26,2],[26,3,26,4],[26,6,26,7],[27,1,27,2],[27,3,27,4],[27,6,27,7],[28,1,28,2],[28,3,28,4],[28,6,28,7],[29,1,29,2],[29,3,29,4],[29,6,29,7],[30,1,30,2],[30,3,30,4],[30,6,30,7],[31,1,31,2],[31,3,31,4],[31,6,31,7],[32,1,32,2],[32,3,32,4],[32,6,32,7],[33,1,33,2],[33,3,33,4],[33,6,33,7],[34,1,34,2],[34,3,34,4],[34,6,34,7],[35,1,35,2],[35,3,35,4],[35,6,35,7],[36,1,36,2],[36,3,36,4],[36,6,36,7],[37,1,37,2],[37,3,37,4],[37,6,37,7],[38,1,38,2],[38,3,38,4],[38,6,38,7],[39,1,39,2],[39,3,39,4],[39,6,39,7],[40,1,40,2],[40,3,40,4],[40,6,40,7],[41,0,41,7],[43,2,43,8]],"flags":["formulas_cached_only"]}
["附录G 不可竞争项目清单与计价表"]
["工程名称：05动力中心",{"$nulls":3},"标段：",null,null,"第1页 共1页"]
["序号","项目编码",null,"项目名称",null,"计算基数","费率（%）",null,"金额（元）"]
["1","JF-01",null,"环境保护费",null,null,"3.280"]
["2","JF-02",null,"文明施工费",null,null,"5.120"]
["3","JF-03",null,"安全施工费",null,null,"4.130"]
["4","JF-04",null,"临时设施费",null,null,"8.100"]
["5","JF-05",null,"环境保护税",null,null,""]
{"$rows_empty":33}
["合   计",{"$nulls":7},""]
[]
[null,null,"测评合格编号:2021JS-02【新点造价软件V10.0安徽版】"]

{"sheet":"7.4 H.1 其他项目清单与计价汇总表","index":27,"n_rows":44,"n_cols":6,"rows_kept":44,"merged":[[0,0,0,5],[1,0,1,2],[1,3,1,4],[2,1,2,3],[2,4,2,5],[3,1,3,3],[3,4,3,5],[4,1,4,3],[4,4,4,5],[5,1,5,3],[5,4,5,5],[6,1,6,3],[6,4,6,5],[7,1,7,3],[7,4,7,5],[8,1,8,3],[8,4,8,5],[9,1,9,3],[9,4,9,5],[10,1,10,3],[10,4,10,5],[11,1,11,3],[11,4,11,5],[12,1,12,3],[12,4,12,5],[13,1,13,3],[13,4,13,5],[14,1,14,3],[14,4,14,5],[15,1,15,3],[15,4,15,5],[16,1,16,3],[16,4,16,5],[17,1,17,3],[17,4,17,5],[18,1,18,3],[18,4,18,5],[19,1,19,3],[19,4,19,5],[20,1,20,3],[20,4,20,5],[21,1,21,3],[21,4,21,5],[22,1,22,3],[22,4,22,5],[23,1,23,3],[23,4,23,5],[24,1,24,3],[24,4,24,5],[25,1,25,3],[25,4,25,5],[26,1,26,3],[26,4,26,5],[27,1,27,3],[27,4,27,5],[28,1,28,3],[28,4,28,5],[29,1,29,3],[29,4,29,5],[30,1,30,3],[30,4,30,5],[31,1,31,3],[31,4,31,5],[32,1,32,3],[32,4,32,5],[33,1,33,3],[33,4,33,5],[34,1,34,3],[34,4,34,5],[35,1,35,3],[35,4,35,5],[36,1,36,3],[36,4,36,5],[37,1,37,3],[37,4,37,5],[38,1,38,3],[38,4,38,5],[39,1,39,3],[39,4,39,5],[40,1,40,3],[40,4,40,5],[41,0,41,3],[41,4,41,5],[43,2,43,5]],"flags":["formulas_cached_only"]}
["H.1 其他项目清单与计价汇总表"]
["工程名称：05动力中心",null,null,"标段：",null,"第1页 共1页"]
["序号","项目名称",null,null,"金额(元)"]
["1","暂列金额",null,null,""]
["2","专业工程暂估价",null,null,""]
["3","计日工",null,null,""]
["4","总承包服务费",null,null,""]
{"$rows_empty":34}
["合  计",{"$nulls":3},""]
[]
[null,null,"测评合格编号:2021JS-02【新点造价软件V10.0安徽版】"]

{"sheet":"7.5 H.3 专业工程暂估价计价表","index":28,"n_rows":45,"n_cols":8,"rows_kept":45,"merged":[[0,0,0,7],[1,0,1,3],[1,4,1,5],[1,6,1,7],[2,1,2,2],[2,3,2,4],[2,5,2,6],[3,1,3,2],[3,3,3,4],[3,5,3,6],[4,1,4,2],[4,3,4,4],[4,5,4,6],[5,1,5,2],[5,3,5,4],[5,5,5,6],[6,1,6,2],[6,3,6,4],[6,5,6,6],[7,1,7,2],[7,3,7,4],[7,5,7,6],[8,1,8,2],[8,3,8,4],[8,5,8,6],[9,1,9,2],[9,3,9,4],[9,5,9,6],[10,1,10,2],[10,3,10,4],[10,5,10,6],[11,1,11,2],[11,3,11,4],[11,5,11,6],[12,1,12,2],[12,3,12,4],[12,5,12,6],[13,1,13,2],[13,3,13,4],[13,5,13,6],[14,1,14,2],[14,3,14,4],[14,5,14,6],[15,1,15,2],[15,3,15,4],[15,5,15,6],[16,1,16,2],[16,3,16,4],[16,5,16,6],[17,1,17,2],[17,3,17,4],[17,5,17,6],[18,1,18,2],[18,3,18,4],[18,5,18,6],[19,1,19,2],[19,3,19,4],[19,5,19,6],[20,1,20,2],[20,3,20,4],[20,5,20,6],[21,1,21,2],[21,3,21,4],[21,5,21,6],[22,1,22,2],[22,3,22,4],[22,5,22,6],[23,1,23,2],[23,3,23,4],[23,5,23,6],[24,1,24,2],[24,3,24,4],[24,5,24,6],[25,1,25,2],[25,3,25,4],[25,5,25,6],[26,1,26,2],[26,3,26,4],[26,5,26,6],[27,1,27,2],[27,3,27,4],[27,5,27,6],[28,1,28,2],[28,3,28,4],[28,5,28,6],[29,1,29,2],[29,3,29,4],[29,5,29,6],[30,1,30,2],[30,3,30,4],[30,5,30,6],[31,1,31,2],[31,3,31,4],[31,5,31,6],[32,1,32,2],[32,3,32,4],[32,5,32,6],[33,1,33,2],[33,3,33,4],[33,5,33,6],[34,1,34,2],[34,3,34,4],[34,5,34,6],[35,1,35,2],[35,3,35,4],[35,5,35,6],[36,1,36,2],[36,3,36,4],[36,5,36,6],[37,1,37,2],[37,3,37,4],[37,5,37,6],[38,1,38,2],[38,3,38,4],[38,5,38,6],[39,1,39,2],[39,3,39,4],[39,5,39,6],[41,0,41,4],[41,5,41,6],[43,2,43,7],[44,0,44,7]],"flags":["formulas_cached_only"]}
["H.3 专业工程暂估价计价表"]
["工程名称：05动力中心",{"$nulls":3},"标段：",null,"第1页 共1页"]
["序号","工程名称",null,"工程内容",null,"金额(元)",null,"备注"]
{"$rows_empty":38}
["合  计",{"$nulls":4},""]
[]
[null,null,"测评合格编号:2021JS-02【新点造价软件V10.0安徽版】"]
["说明：此表中“金额”由招标人填写。投标时，投标人应按招标人所列金额计入投标总价中。结算时按合同约定结算金额填写。"]

{"sheet":"7.6 附录I 税金计价表","index":29,"n_rows":43,"n_cols":9,"rows_kept":43,"merged":[[0,0,0,8],[1,0,1,3],[1,4,1,5],[1,6,1,8],[2,1,2,2],[2,3,2,4],[2,5,2,6],[3,1,3,2],[3,3,3,4],[3,5,3,6],[4,1,4,2],[4,3,4,4],[4,5,4,6],[5,1,5,2],[5,3,5,4],[5,5,5,6],[6,1,6,2],[6,3,6,4],[6,5,6,6],[7,1,7,2],[7,3,7,4],[7,5,7,6],[8,1,8,2],[8,3,8,4],[8,5,8,6],[9,1,9,2],[9,3,9,4],[9,5,9,6],[10,1,10,2],[10,3,10,4],[10,5,10,6],[11,1,11,2],[11,3,11,4],[11,5,11,6],[12,1,12,2],[12,3,12,4],[12,5,12,6],[13,1,13,2],[13,3,13,4],[13,5,13,6],[14,1,14,2],[14,3,14,4],[14,5,14,6],[15,1,15,2],[15,3,15,4],[15,5,15,6],[16,1,16,2],[16,3,16,4],[16,5,16,6],[17,1,17,2],[17,3,17,4],[17,5,17,6],[18,1,18,2],[18,3,18,4],[18,5,18,6],[19,1,19,2],[19,3,19,4],[19,5,19,6],[20,1,20,2],[20,3,20,4],[20,5,20,6],[21,1,21,2],[21,3,21,4],[21,5,21,6],[22,1,22,2],[22,3,22,4],[22,5,22,6],[23,1,23,2],[23,3,23,4],[23,5,23,6],[24,1,24,2],[24,3,24,4],[24,5,24,6],[25,1,25,2],[25,3,25,4],[25,5,25,6],[26,1,26,2],[26,3,26,4],[26,5,26,6],[27,1,27,2],[27,3,27,4],[27,5,27,6],[28,1,28,2],[28,3,28,4],[28,5,28,6],[29,1,29,2],[29,3,29,4],[29,5,29,6],[30,1,30,2],[30,3,30,4],[30,5,30,6],[31,1,31,2],[31,3,31,4],[31,5,31,6],[32,1,32,2],[32,3,32,4],[32,5,32,6],[33,1,33,2],[33,3,33,4],[33,5,33,6],[34,1,34,2],[34,3,34,4],[34,5,34,6],[35,1,35,2],[35,3,35,4],[35,5,35,6],[36,1,36,2],[36,3,36,4],[36,5,36,6],[37,1,37,2],[37,3,37,4],[37,5,37,6],[38,1,38,2],[38,3,38,4],[38,5,38,6],[39,1,39,2],[39,3,39,4],[39,5,39,6],[40,0,40,7],[42,2,42,8]],"flags":["formulas_cached_only"]}
["附录I 税金计价表"]
["工程名称：05动力中心",{"$nulls":3},"标段：",null,"第1页 共1页"]
["序号","项目名称",null,"计算基础",null,"计算基数",null,"费率(％)","金额(元)"]
["1","增值税",null,"分部分项工程费+措施项目费+不可竞争费+其他项目费",{"$nulls":3},"9.000"]
{"$rows_empty":36}
["合  计",{"$nulls":7},""]
[]
[null,null,"测评合格编号:2021JS-02【新点造价软件V10.0安徽版】"]

{"sheet":"8.1 E.1 分部分项工程量清单计价表","index":30,"n_rows":47,"n_cols":14,"rows_kept":47,"merged":[[0,0,0,13],[1,0,1,5],[1,6,1,10],[1,11,1,13],[2,0,4,0],[2,1,4,1],[2,2,4,3],[2,4,4,4],[2,5,4,6],[2,7,4,7],[2,8,2,13],[3,8,4,8],[3,9,4,9],[3,10,3,13],[4,10,4,11],[5,0,6,0],[5,1,6,1],[5,2,6,3],[5,4,6,4],[5,5,6,6],[5,7,6,7],[5,8,6,8],[5,9,6,9],[5,10,6,11],[5,12,6,12],[5,13,6,13],[7,0,8,0],[7,1,8,1],[7,2,8,3],[7,4,8,4],[7,5,8,6],[7,7,8,7],[7,8,8,8],[7,9,8,9],[7,10,8,11],[7,12,8,12],[7,13,8,13],[9,0,10,0],[9,1,10,1],[9,2,10,3],[9,4,10,4],[9,5,10,6],[9,7,10,7],[9,8,10,8],[9,9,10,9],[9,10,10,11],[9,12,10,12],[9,13,10,13],[11,2,11,3],[11,5,11,6],[11,10,11,11],[12,2,12,3],[12,5,12,6],[12,10,12,11],[13,2,13,3],[13,5,13,6],[13,10,13,11],[14,2,14,3],[14,5,14,6],[14,10,14,11],[15,2,15,3],[15,5,15,6],[15,10,15,11],[16,2,16,3],[16,5,16,6],[16,10,16,11],[17,0,17,13],[18,3,18,13],[19,0,19,13],[20,0,20,5],[20,6,20,10],[20,11,20,13],[21,0,23,0],[21,1,23,1],[21,2,23,3],[21,4,23,4],[21,5,23,6],[21,7,23,7],[21,8,21,13],[22,8,23,8],[22,9,23,9],[22,10,22,13],[23,10,23,11],[24,2,24,3],[24,5,24,6],[24,10,24,11],[25,2,25,3],[25,5,25,6],[25,10,25,11],[26,2,26,3],[26,5,26,6],[26,10,26,11],[27,2,27,3],[27,5,27,6],[27,10,27,11],[28,2,28,3],[28,5,28,6],[28,10,28,11],[29,2,29,3],[29,5,29,6],[29,10,29,11],[30,2,30,3],[30,5,30,6],[30,10,30,11],[31,2,31,3],[31,5,31,6],[31,10,31,11],[32,2,32,3],[32,5,32,6],[32,10,32,11],[33,2,33,3],[33,5,33,6],[33,10,33,11],[34,2,34,3],[34,5,34,6],[34,10,34,11],[35,2,35,3],[35,5,35,6],[35,10,35,11],[36,2,36,3],[36,5,36,6],[36,10,36,11],[37,2,37,3],[37,5,37,6],[37,10,37,11],[38,2,38,3],[38,5,38,6],[38,10,38,11],[39,2,39,3],[39,5,39,6],[39,10,39,11],[40,2,40,3],[40,5,40,6],[40,10,40,11],[41,2,41,3],[41,5,41,6],[41,10,41,11],[42,2,42,3],[42,5,42,6],[42,10,42,11],[43,2,43,3],[43,5,43,6],[43,10,43,11],[44,2,44,3],[44,5,44,6],[44,10,44,11],[45,0,45,13],[46,3,46,13]],"flags":["formulas_cached_only"]}
["E.1 分部分项工程量清单计价表"]
["工程名称：室外工程",{"$nulls":5},"标段：",{"$nulls":4},"第1页 共2页"]
["序号","项目编码","项目名称",null,"项目特征描述","计量\n单位",null,"工程量","金额（元）"]
[{"$nulls":8},"综合单价","合价","其中"]
[{"$nulls":10},"定额\n人工费",null,"定额\n机械费","暂估价"]
["1","030801001001","低压碳钢管",null,"1．材质：无缝钢管\n2．规格：φ108\n3．连接形式、焊接方法：电弧焊\n4．压力试验、吹扫与清洗设计要求：满足施工规范要求","m",null,"77.280"]
[]
["2","030801001002","低压碳钢管",null,"1．材质：无缝钢管\n2．规格：φ273\n3．连接形式、焊接方法：电弧焊\n4．压力试验、吹扫与清洗设计要求：满足设计要求","m",null,"51.520"]
[]
["3","030801001003","低压碳钢管",null,"1．材质：无缝钢管\n2．规格：φ377\n3．连接形式、焊接方法：电弧焊\n4．压力试验、吹扫与清洗设计要求：满足设计要求","m",null,"51.520"]
[]
["4","030801005001","低压碳钢板卷管",null,"1．材质：螺旋钢套管\n2．规格：φ273\n3．焊接方法：电弧焊","m",null,"52.470"]
["5","030801005002","低压碳钢板卷管",null,"1．材质：螺旋钢套管\n2．规格：φ377\n3．焊接方法：电弧焊","m",null,"35.040"]
["6","030801005003","低压碳钢板卷管",null,"1．材质：螺旋钢套管\n2．规格：φ406.4\n3．焊接方法：电弧焊","m",null,"35.040"]
["7","030804001001","低压碳钢管件",null,"1．材质：无缝钢管\n2．名称：弯头\n3．规格：φ108\n4．连接方式：电弧焊","个",null,"6.000"]
[]
[]
[]
[{"$nulls":3},"测评合格编号:2021JS-02【新点造价软件V10.0安徽版】"]
["E.1 分部分项工程量清单计价表"]
["工程名称：室外工程",{"$nulls":5},"标段：",{"$nulls":4},"第2页 共2页"]
["序号","项目编码","项目名称",null,"项目特征描述","计量\n单位",null,"工程量","金额（元）"]
[{"$nulls":8},"综合单价","合价","其中"]
[{"$nulls":10},"定额\n人工费",null,"定额\n机械费","暂估价"]
["8","030804001002","低压碳钢管件",null,"1．材质：无缝钢管\n2．名称：弯头\n3．规格：φ273\n4．连接方式：电弧焊","个",null,"4.000"]
["9","030804001003","低压碳钢管件",null,"1．材质：无缝钢管\n2．名称：弯头\n3．规格：φ377\n4．连接方式：电弧焊","个",null,"4.000"]
["10","031201001001","管道刷油",null,"1．除锈级别：轻锈\n2．油漆品种：红丹防锈漆\n3．涂刷遍数、漆膜厚度：两遍","m2",null,"131.430"]
["11","031208002001","管道绝热",null,"1．绝热材料品种：高温玻璃棉\n2．绝热厚度：120mm\n3．管道外径：100~400","m3",null,"23.950"]
["12","010101003001","挖沟槽土方",null,"1．土壤类别：普通土\n2．挖土深度：1m","m3",null,"168.340"]
["13","010103001001","回填方",null,"1．密实度要求：夯实\n2．填方材料品种：原土","m3",null,"116.110"]
["14","490506001001","管道垫层、基础",null,"管道中粗砂垫层","m3",null,"40.550"]
["15","WB010101013001","机械运土方",null,"余方外运","m3",null,"11.680"]
{"$rows_empty":14}
[{"$nulls":3},"测评合格编号:2021JS-02【新点造价软件V10.0安徽版】"]

{"sheet":"8.2 附录F 措施项目清单计价表","index":31,"n_rows":44,"n_cols":9,"rows_kept":44,"merged":[[0,0,0,8],[1,0,1,3],[1,4,1,6],[1,7,1,8],[2,1,2,2],[2,3,2,4],[2,6,2,7],[3,1,3,2],[3,3,3,4],[3,6,3,7],[4,1,4,2],[4,3,4,4],[4,6,4,7],[5,1,5,2],[5,3,5,4],[5,6,5,7],[6,1,6,2],[6,3,6,4],[6,6,6,7],[7,1,7,2],[7,3,7,4],[7,6,7,7],[8,1,8,2],[8,3,8,4],[8,6,8,7],[9,1,9,2],[9,3,9,4],[9,6,9,7],[10,1,10,2],[10,3,10,4],[10,6,10,7],[11,1,11,2],[11,3,11,4],[11,6,11,7],[12,1,12,2],[12,3,12,4],[12,6,12,7],[13,1,13,2],[13,3,13,4],[13,6,13,7],[14,1,14,2],[14,3,14,4],[14,6,14,7],[15,1,15,2],[15,3,15,4],[15,6,15,7],[16,1,16,2],[16,3,16,4],[16,6,16,7],[17,1,17,2],[17,3,17,4],[17,6,17,7],[18,1,18,2],[18,3,18,4],[18,6,18,7],[19,1,19,2],[19,3,19,4],[19,6,19,7],[20,1,20,2],[20,3,20,4],[20,6,20,7],[21,1,21,2],[21,3,21,4],[21,6,21,7],[22,1,22,2],[22,3,22,4],[22,6,22,7],[23,1,23,2],[23,3,23,4],[23,6,23,7],[24,1,24,2],[24,3,24,4],[24,6,24,7],[25,1,25,2],[25,3,25,4],[25,6,25,7],[26,1,26,2],[26,3,26,4],[26,6,26,7],[27,1,27,2],[27,3,27,4],[27,6,27,7],[28,1,28,2],[28,3,28,4],[28,6,28,7],[29,1,29,2],[29,3,29,4],[29,6,29,7],[30,1,30,2],[30,3,30,4],[30,6,30,7],[31,1,31,2],[31,3,31,4],[31,6,31,7],[32,1,32,2],[32,3,32,4],[32,6,32,7],[33,1,33,2],[33,3,33,4],[33,6,33,7],[34,1,34,2],[34,3,34,4],[34,6,34,7],[35,1,35,2],[35,3,35,4],[35,6,35,7],[36,1,36,2],[36,3,36,4],[36,6,36,7],[37,1,37,2],[37,3,37,4],[37,6,37,7],[38,1,38,2],[38,3,38,4],[38,6,38,7],[39,1,39,2],[39,3,39,4],[39,6,39,7],[40,1,40,2],[40,3,40,4],[40,6,40,7],[41,0,41,7],[43,2,43,8]],"flags":["formulas_cached_only"]}
["附录F 措施项目清单与计价表"]
["工程名称：室外工程",{"$nulls":3},"标段：",null,null,"第1页 共1页"]
["序号","项目编码",null,"项目名称",null,"计算基础","费率（%）",null,"金额（元）"]
["1","JC-01",null,"夜间施工增加费",null,null,"0.500"]
["2","JC-02",null,"二次搬运费",null,null,"1.000"]
["3","JC-03",null,"冬雨季施工增加费",null,null,"0.800"]
["4","JC-04",null,"已完工程及设备保护费",null,null,"0.100"]
["5","JC-05",null,"工程定位复测费",null,null,"1.000"]
["6","JC-06",null,"非夜间施工照明费",null,null,""]
["7","JC-07",null,"临时保护设施费",null,null,"0.200"]
["8","JC-08",null,"赶工措施费",null,null,""]
{"$rows_empty":30}
["合   计",{"$nulls":7},""]
[]
[null,null,"测评合格编号:2021JS-02【新点造价软件V10.0安徽版】"]

{"sheet":"8.3 附录G 不可竞争项目清单与计价表","index":32,"n_rows":44,"n_cols":9,"rows_kept":44,"merged":[[0,0,0,8],[1,0,1,3],[1,4,1,6],[1,7,1,8],[2,1,2,2],[2,3,2,4],[2,6,2,7],[3,1,3,2],[3,3,3,4],[3,6,3,7],[4,1,4,2],[4,3,4,4],[4,6,4,7],[5,1,5,2],[5,3,5,4],[5,6,5,7],[6,1,6,2],[6,3,6,4],[6,6,6,7],[7,1,7,2],[7,3,7,4],[7,6,7,7],[8,1,8,2],[8,3,8,4],[8,6,8,7],[9,1,9,2],[9,3,9,4],[9,6,9,7],[10,1,10,2],[10,3,10,4],[10,6,10,7],[11,1,11,2],[11,3,11,4],[11,6,11,7],[12,1,12,2],[12,3,12,4],[12,6,12,7],[13,1,13,2],[13,3,13,4],[13,6,13,7],[14,1,14,2],[14,3,14,4],[14,6,14,7],[15,1,15,2],[15,3,15,4],[15,6,15,7],[16,1,16,2],[16,3,16,4],[16,6,16,7],[17,1,17,2],[17,3,17,4],[17,6,17,7],[18,1,18,2],[18,3,18,4],[18,6,18,7],[19,1,19,2],[19,3,19,4],[19,6,19,7],[20,1,20,2],[20,3,20,4],[20,6,20,7],[21,1,21,2],[21,3,21,4],[21,6,21,7],[22,1,22,2],[22,3,22,4],[22,6,22,7],[23,1,23,2],[23,3,23,4],[23,6,23,7],[24,1,24,2],[24,3,24,4],[24,6,24,7],[25,1,25,2],[25,3,25,4],[25,6,25,7],[26,1,26,2],[26,3,26,4],[26,6,26,7],[27,1,27,2],[27,3,27,4],[27,6,27,7],[28,1,28,2],[28,3,28,4],[28,6,28,7],[29,1,29,2],[29,3,29,4],[29,6,29,7],[30,1,30,2],[30,3,30,4],[30,6,30,7],[31,1,31,2],[31,3,31,4],[31,6,31,7],[32,1,32,2],[32,3,32,4],[32,6,32,7],[33,1,33,2],[33,3,33,4],[33,6,33,7],[34,1,34,2],[34,3,34,4],[34,6,34,7],[35,1,35,2],[35,3,35,4],[35,6,35,7],[36,1,36,2],[36,3,36,4],[36,6,36,7],[37,1,37,2],[37,3,37,4],[37,6,37,7],[38,1,38,2],[38,3,38,4],[38,6,38,7],[39,1,39,2],[39,3,39,4],[39,6,39,7],[40,1,40,2],[40,3,40,4],[40,6,40,7],[41,0,41,7],[43,2,43,8]],"flags":["formulas_cached_only"]}
["附录G 不可竞争项目清单与计价表"]
["工程名称：室外工程",{"$nulls":3},"标段：",null,null,"第1页 共1页"]
["序号","项目编码",null,"项目名称",null,"计算基数","费率（%）",null,"金额（元）"]
["1","JF-01",null,"环境保护费",null,null,"3.280"]
["2","JF-02",null,"文明施工费",null,null,"5.120"]
["3","JF-03",null,"安全施工费",null,null,"4.130"]
["4","JF-04",null,"临时设施费",null,null,"8.100"]
["5","JF-05",null,"环境保护税",null,null,""]
{"$rows_empty":33}
["合   计",{"$nulls":7},""]
[]
[null,null,"测评合格编号:2021JS-02【新点造价软件V10.0安徽版】"]

{"sheet":"8.4 H.1 其他项目清单与计价汇总表","index":33,"n_rows":44,"n_cols":6,"rows_kept":44,"merged":[[0,0,0,5],[1,0,1,2],[1,3,1,4],[2,1,2,3],[2,4,2,5],[3,1,3,3],[3,4,3,5],[4,1,4,3],[4,4,4,5],[5,1,5,3],[5,4,5,5],[6,1,6,3],[6,4,6,5],[7,1,7,3],[7,4,7,5],[8,1,8,3],[8,4,8,5],[9,1,9,3],[9,4,9,5],[10,1,10,3],[10,4,10,5],[11,1,11,3],[11,4,11,5],[12,1,12,3],[12,4,12,5],[13,1,13,3],[13,4,13,5],[14,1,14,3],[14,4,14,5],[15,1,15,3],[15,4,15,5],[16,1,16,3],[16,4,16,5],[17,1,17,3],[17,4,17,5],[18,1,18,3],[18,4,18,5],[19,1,19,3],[19,4,19,5],[20,1,20,3],[20,4,20,5],[21,1,21,3],[21,4,21,5],[22,1,22,3],[22,4,22,5],[23,1,23,3],[23,4,23,5],[24,1,24,3],[24,4,24,5],[25,1,25,3],[25,4,25,5],[26,1,26,3],[26,4,26,5],[27,1,27,3],[27,4,27,5],[28,1,28,3],[28,4,28,5],[29,1,29,3],[29,4,29,5],[30,1,30,3],[30,4,30,5],[31,1,31,3],[31,4,31,5],[32,1,32,3],[32,4,32,5],[33,1,33,3],[33,4,33,5],[34,1,34,3],[34,4,34,5],[35,1,35,3],[35,4,35,5],[36,1,36,3],[36,4,36,5],[37,1,37,3],[37,4,37,5],[38,1,38,3],[38,4,38,5],[39,1,39,3],[39,4,39,5],[40,1,40,3],[40,4,40,5],[41,0,41,3],[41,4,41,5],[43,2,43,5]],"flags":["formulas_cached_only"]}
["H.1 其他项目清单与计价汇总表"]
["工程名称：室外工程",null,null,"标段：",null,"第1页 共1页"]
["序号","项目名称",null,null,"金额(元)"]
["1","暂列金额",null,null,""]
["2","专业工程暂估价",null,null,""]
["3","计日工",null,null,""]
["4","总承包服务费",null,null,""]
{"$rows_empty":34}
["合  计",{"$nulls":3},""]
[]
[null,null,"测评合格编号:2021JS-02【新点造价软件V10.0安徽版】"]

{"sheet":"8.5 H.3 专业工程暂估价计价表","index":34,"n_rows":45,"n_cols":8,"rows_kept":45,"merged":[[0,0,0,7],[1,0,1,3],[1,4,1,5],[1,6,1,7],[2,1,2,2],[2,3,2,4],[2,5,2,6],[3,1,3,2],[3,3,3,4],[3,5,3,6],[4,1,4,2],[4,3,4,4],[4,5,4,6],[5,1,5,2],[5,3,5,4],[5,5,5,6],[6,1,6,2],[6,3,6,4],[6,5,6,6],[7,1,7,2],[7,3,7,4],[7,5,7,6],[8,1,8,2],[8,3,8,4],[8,5,8,6],[9,1,9,2],[9,3,9,4],[9,5,9,6],[10,1,10,2],[10,3,10,4],[10,5,10,6],[11,1,11,2],[11,3,11,4],[11,5,11,6],[12,1,12,2],[12,3,12,4],[12,5,12,6],[13,1,13,2],[13,3,13,4],[13,5,13,6],[14,1,14,2],[14,3,14,4],[14,5,14,6],[15,1,15,2],[15,3,15,4],[15,5,15,6],[16,1,16,2],[16,3,16,4],[16,5,16,6],[17,1,17,2],[17,3,17,4],[17,5,17,6],[18,1,18,2],[18,3,18,4],[18,5,18,6],[19,1,19,2],[19,3,19,4],[19,5,19,6],[20,1,20,2],[20,3,20,4],[20,5,20,6],[21,1,21,2],[21,3,21,4],[21,5,21,6],[22,1,22,2],[22,3,22,4],[22,5,22,6],[23,1,23,2],[23,3,23,4],[23,5,23,6],[24,1,24,2],[24,3,24,4],[24,5,24,6],[25,1,25,2],[25,3,25,4],[25,5,25,6],[26,1,26,2],[26,3,26,4],[26,5,26,6],[27,1,27,2],[27,3,27,4],[27,5,27,6],[28,1,28,2],[28,3,28,4],[28,5,28,6],[29,1,29,2],[29,3,29,4],[29,5,29,6],[30,1,30,2],[30,3,30,4],[30,5,30,6],[31,1,31,2],[31,3,31,4],[31,5,31,6],[32,1,32,2],[32,3,32,4],[32,5,32,6],[33,1,33,2],[33,3,33,4],[33,5,33,6],[34,1,34,2],[34,3,34,4],[34,5,34,6],[35,1,35,2],[35,3,35,4],[35,5,35,6],[36,1,36,2],[36,3,36,4],[36,5,36,6],[37,1,37,2],[37,3,37,4],[37,5,37,6],[38,1,38,2],[38,3,38,4],[38,5,38,6],[39,1,39,2],[39,3,39,4],[39,5,39,6],[41,0,41,4],[41,5,41,6],[43,2,43,7],[44,0,44,7]],"flags":["formulas_cached_only"]}
["H.3 专业工程暂估价计价表"]
["工程名称：室外工程",{"$nulls":3},"标段：",null,"第1页 共1页"]
["序号","工程名称",null,"工程内容",null,"金额(元)",null,"备注"]
{"$rows_empty":38}
["合  计",{"$nulls":4},""]
[]
[null,null,"测评合格编号:2021JS-02【新点造价软件V10.0安徽版】"]
["说明：此表中“金额”由招标人填写。投标时，投标人应按招标人所列金额计入投标总价中。结算时按合同约定结算金额填写。"]

{"sheet":"8.6 附录I 税金计价表","index":35,"n_rows":43,"n_cols":9,"rows_kept":43,"merged":[[0,0,0,8],[1,0,1,3],[1,4,1,5],[1,6,1,8],[2,1,2,2],[2,3,2,4],[2,5,2,6],[3,1,3,2],[3,3,3,4],[3,5,3,6],[4,1,4,2],[4,3,4,4],[4,5,4,6],[5,1,5,2],[5,3,5,4],[5,5,5,6],[6,1,6,2],[6,3,6,4],[6,5,6,6],[7,1,7,2],[7,3,7,4],[7,5,7,6],[8,1,8,2],[8,3,8,4],[8,5,8,6],[9,1,9,2],[9,3,9,4],[9,5,9,6],[10,1,10,2],[10,3,10,4],[10,5,10,6],[11,1,11,2],[11,3,11,4],[11,5,11,6],[12,1,12,2],[12,3,12,4],[12,5,12,6],[13,1,13,2],[13,3,13,4],[13,5,13,6],[14,1,14,2],[14,3,14,4],[14,5,14,6],[15,1,15,2],[15,3,15,4],[15,5,15,6],[16,1,16,2],[16,3,16,4],[16,5,16,6],[17,1,17,2],[17,3,17,4],[17,5,17,6],[18,1,18,2],[18,3,18,4],[18,5,18,6],[19,1,19,2],[19,3,19,4],[19,5,19,6],[20,1,20,2],[20,3,20,4],[20,5,20,6],[21,1,21,2],[21,3,21,4],[21,5,21,6],[22,1,22,2],[22,3,22,4],[22,5,22,6],[23,1,23,2],[23,3,23,4],[23,5,23,6],[24,1,24,2],[24,3,24,4],[24,5,24,6],[25,1,25,2],[25,3,25,4],[25,5,25,6],[26,1,26,2],[26,3,26,4],[26,5,26,6],[27,1,27,2],[27,3,27,4],[27,5,27,6],[28,1,28,2],[28,3,28,4],[28,5,28,6],[29,1,29,2],[29,3,29,4],[29,5,29,6],[30,1,30,2],[30,3,30,4],[30,5,30,6],[31,1,31,2],[31,3,31,4],[31,5,31,6],[32,1,32,2],[32,3,32,4],[32,5,32,6],[33,1,33,2],[33,3,33,4],[33,5,33,6],[34,1,34,2],[34,3,34,4],[34,5,34,6],[35,1,35,2],[35,3,35,4],[35,5,35,6],[36,1,36,2],[36,3,36,4],[36,5,36,6],[37,1,37,2],[37,3,37,4],[37,5,37,6],[38,1,38,2],[38,3,38,4],[38,5,38,6],[39,1,39,2],[39,3,39,4],[39,5,39,6],[40,0,40,7],[42,2,42,8]],"flags":["formulas_cached_only"]}
["附录I 税金计价表"]
["工程名称：室外工程",{"$nulls":3},"标段：",null,"第1页 共1页"]
["序号","项目名称",null,"计算基础",null,"计算基数",null,"费率(％)","金额(元)"]
["1","增值税",null,"分部分项工程费+措施项目费+不可竞争费+其他项目费",{"$nulls":3},"9.000"]
{"$rows_empty":36}
["合  计",{"$nulls":7},""]
[]
[null,null,"测评合格编号:2021JS-02【新点造价软件V10.0安徽版】"]